## Sheet1
Average Bid Prices (From 11/27/07 To 09/07/10)
Bid item | Unit | Description | Count | Average Cost | Low Bid | High Bid
340S-C-3" | LF | HMAC TYPE C 3" | 1 | 56 | 56 | 56
510-A-12" R-W | LF | FACTORY RESTRAINED PIPE,12", CLASS 250 DUCTILE IRON | 1 | 90 | 90 | 90
510-A-12-WW-0-8 | LF | 12" WWL, ASTM F679 PVC, INCL C900 PVC OR SDR26 FOR WATER LINE CROSSINGS & CONCRETE ENCASEMENT WHERE REQUIRED, COMPLETE IN PLACE | 1 | 31.62 | 31.62 | 31.62
510-A-15-WW-0-8 | LF | 15" WWL, ASTM F679 PVC, INCL C900 PVC OR SDR26 FOR WATER LINE CROSSINGS & CONCRETE ENCASEMENT WHERE REQUIRED, COMPLETE IN PLACE | 1 | 39.82 | 39.82 | 39.82
510-A-24" R-W | LF | FACTORY RESTRAINED PIPE, 24", CLASS 250 DUCTILE IRON | 1 | 130 | 130 | 130
510-A-24-WW-10-12 | LF | 24" WWL, ASTM F679 PVC, INCL C900 PVC OR SDR26 FOR WATER LINE CROSSINGS & CONCRETE ENCASEMENT WHERE REQUIRED, COMPLETE IN PLACE | 1 | 62.4 | 62.4 | 62.4
510-A-24-WW-14-16 | LF | 24" WWL, ASTM F679 PVC, INCL C900 PVC OR SDR26 FOR WATER LINE CROSSINGS & CONCRETE ENCASEMENT WHERE REQUIRED, COMPLETE IN PLACE | 1 | 65.02 | 65.02 | 65.02
510-A-24-WW-16-18 | LF | 24" WWL, ASTM F679 PVC, INCL C900 PVC OR SDR26 FOR WATER LINE CROSSINGS & CONCRETE ENCASEMENT WHERE REQUIRED, COMPLETE IN PLACE | 1 | 69.91 | 69.91 | 69.91
510-A-24-WW-18-20 | LF | 24" WWL, ASTM F679 PVC, INCL C900 PVC OR SDR26 FOR WATER LINE CROSSINGS & CONCRETE ENCASEMENT WHERE REQUIRED, COMPLETE IN PLACE | 1 | 83.74 | 83.74 | 83.74
510-A-24-WW-20-22 | LF | 24" WWL, ASTM F679 PVC, INCL C900 PVC OR SDR26 FOR WATER LINE CROSSINGS & CONCRETE ENCASEMENT WHERE REQUIRED, COMPLETE IN PLACE | 1 | 87.55 | 87.55 | 87.55
510-A-24-WW-22-24 | LF | 24" WWL, ASTM F679 PVC, INCL C900 PVC OR SDR26 FOR WATER LINE CROSSINGS & CONCRETE ENCASEMENT WHERE REQUIRED, COMPLETE IN PLACE | 1 | 90.99 | 90.99 | 90.99
510-A-24-WW-24-26 | LF | 24" WWL, ASTM F679 PVC, INCL C900 PVC OR SDR26 FOR WATER LINE CROSSINGS & CONCRETE ENCASEMENT WHERE REQUIRED, COMPLETE IN PLACE | 1 | 94.84 | 94.84 | 94.84
510-A-24-WW-8-10 | LF | 15" WWL, ASTM F679 PVC, INCL C900 PVC OR SDR26 FOR WATER LINE CROSSINGS & CONCRETE ENCASEMENT WHERE REQUIRED, COMPLETE IN PLACE | 1 | 59.83 | 59.83 | 59.83
510-A-36" R-W | LF | FACTORY RESTRAINED PIPE, 36", CLASS 250 DUCTILE IRON | 1 | 195 | 195 | 195
510-A-8-WW-0-8 | LF | 8" WWL, ASTM F679 PVC, INCL C900 PVC OR SDR26 FOR WATER LINE CROSSINGS & CONCRETE ENCASEMENT WHERE REQUIRED, COMPLETE IN PLACE | 1 | 20.67 | 20.67 | 20.67
01020-1 | AL | ALLOWANCE FOR AUSTIN ENERGY | 1 | 150000 | 150000 | 150000
01020-2 | AL | ALLOWANCE FOR TEXAS GAS SERVICE, INC. | 1 | 1500 | 1500 | 1500
01020-3 | AL | ALLOWANCE FOR ALLIED WASTE | 1 | 10000 | 10000 | 10000
01025, 1.02 | LS | CONSTRUCTION OF THE PUMP STATION INCLUDING FURNISHING AND INSTALLING THE PIPING, VALVING, SUPPORTS, PLUMBING, SUMP/WETWELL, OVERHEAD CRANE, HEATING, V | 1 | 628260 | 628260 | 628260
01025, 1.02 | LS | CONSTRUCTION OF THE PUMP STATION INCLUDING FURNISHING AND INSTALLINGTHE PIPING, VALVING, SUPPORTS, PLUMBING, OVERHEAD CRANE, HEATING, VENTILATION, AIR | 1 | 1580000 | 1580000 | 1580000
01025, 1.03 | LS | FURNISHING AND INSTALLING THE COMPLETE ELECTRICAL POWER SYSTEM AS SHOWN IN THE PLANS AND SPECIFIED IN DIVISION 16 OF THE SPECIAL SPECIFICATIONS | 1 | 708080 | 708080 | 708080
01025, 1.03 | LS | FURNISHING AND INSTALLING THE COMPLETE ELECTRICAL POWER SYSTEM AS SHOWN ON THE PLANS AND SPECIFIED IN DIVISION 16 OF THE SPECIAL SPECIFICATIONS | 1 | 1000000 | 1000000 | 1000000
01025, 1.04 | LS | FURNISHING AND INSTALLING THE COMPLETE PROCESS INSTRUMENTATION AND CONTROL SYSTEM (PICS) AS SHOWN ON THE PLANS AND SPECIFIED IN DIVISIONS 16 AND 17 OF | 2 | 432275 | 364550 | 500000
01025-1 | LS | NEW TRASH COMPACTOR FACILITY, COMPLETE IN PLACE | 1 | 866300 | 866300 | 866300
01025-2 | LS | TEMPORARY EROSION AND SEDIMENTATION CONTROLS IN ACCORDANCE WITH SECTION 0086I | 1 | 20000 | 20000 | 20000
01025-3 | EA | SALVAGE AND RELOCATE JERSEY BARRIERS | 1 | 170 | 170 | 170
01025-4 | LS | EMPLOYEE ACCESS PARKING CONTROL INSTALLATION, COMPLETE IN PLACE | 1 | 121000 | 121000 | 121000
01025-5 | EA | EMPLOYEE PARKING LOT BUS STOP SHELTER | 1 | 10000 | 10000 | 10000
01025-B | LS | AERIAL CROSSING, COMPLETE AND INPLACE | 1 | 220000 | 220000 | 220000
01025-C | LS | SUBSURFACE UTILITY LOCATES | 1 | 10000 | 10000 | 10000
01025-E | LS | DEMOLITION, SAVAGE AND REPLACEMENT OF 3RD ST./SHOAL CREEK HIKE AND BIKE TRAIL IMPROVEMENTS DAMAGED BY CONSTRUCTION | 1 | 30000 | 30000 | 30000
01025-F | LS | DEMOLITION, SAVAGE AND REPLACEMENT OF GREAT STREETS PROGRAM IMPROVEMENTS DAMAGED BY CONSTRUCTION | 1 | 45000 | 45000 | 45000
01381-1 | LS | PRE- AND POST-CONSTRUCTION INSPECTION AND VIDEO DOCUMENTATION | 2 | 3000 | 2000 | 4000
01500-1 | LS | PILOT KNOB SUMMARY OF WORK ITEM PK-12; FURNISH JOB SHACK FOR PROJECT SITE, AS REQUIRED BY THESE SPECIFICATIONS | 1 | 6600 | 6600 | 6600
01916-CT | SF | REMOVAL AND DISPOSAL OF ASBESTOS CONTAINING TEXTURED GYPBOARD CEILINGS (MINIMUM QUANTITY TO BE USED PER ASSIGNMENT WILL BE 1500 SF) PER SPECIFICATIONS | 1 | 2 | 2 | 2
01916-FT | SF | REMOVAL AND DISPOSAL OF ASBESTOS CONTAINING FLOOR TILE, SHEET FLOORING AND MASTIC (MINIMUM QUANTITY TO BE USED PER ASSIGNMENT WILL BE 1500 SF) PER SPE | 1 | 1.3 | 1.3 | 1.3
01916-GB | SF | REMOVAL AND DISPOSAL OF ASBESTOS CONTAINING TEXTURED GYPBOARD WALLS (MINIMUM QUANTITY TO BE USED PER ASSIGNMENT WILL BE 1500 SF) PER SPECIFICATIONS SE | 1 | 1.95 | 1.95 | 1.95
01916-S | EACH | REMOVAL AND DISPOSAL OF SINKS WITH ASBESTES CONTAINING COATING PER SPECIFICATIONS SERIES 01901 THROUGH 01917 | 1 | 5 | 5 | 5
01916-WG | LF | REMOVAL AND DISPOSAL OF ASBESTOS CONTAINING WINDOW GLAZING PER SPECIFICATIONS SERIES 01901 THROUGH 01917 | 1 | 1 | 1 | 1
2820 | LF | DECORATIVE SECURITY FENCE, 8-FOOT HIGH | 1 | 78.58 | 78.58 | 78.58
02820-1 | EA | DECORATIVE SECURITY GATE, AS SHOWN ON THE PLANS AND DESCRIBED IN THE SPECIFICATIONS | 1 | 7090 | 7090 | 7090
02820-2 | EA | DOUBLE-SWING WROUGHT IRON GATE, AS SHOWN ON THE PLANS AND DESCRIBED IN THE SPECIFICATIONS | 1 | 4780 | 4780 | 4780
3350 | LF | CRACK REPAIR: CRACK WIDTH < 0.005" | 1 | 3.5 | 3.5 | 3.5
3360 | LF | CRACK REPAIR: CRACK WIDTH > 0.005" | 1 | 3.75 | 3.75 | 3.75
03370A | LF | CRACK REPAIR AT INTERIOR RW FLUME: CRACK WIDTH > 0.005" | 1 | 4.5 | 4.5 | 4.5
03370B | LF | CRACK REPAIR AT INTERIOR RW FLUME: CRACK WIDTH < 0.005" | 1 | 5 | 5 | 5
03650A | EA | FORM TIE REPAIR: ACTIVELY LEAKING | 1 | 10 | 10 | 10
03650B | EA | FORM TIE REPAIR: NON-LEAKING | 1 | 11 | 11 | 11
3710 | LF | CHEMICAL GROUT INJECTION AND SEALING | 1 | 50 | 50 | 50
3850 | SF | CONCRETE SURFACE PREPARATION | 1 | 0.2 | 0.2 | 0.2
07000-1 | EA | BANK STABILIZATION LINE A STA 0+00 TO 1+75 | 1 | 150000 | 150000 | 150000
07000-2 | EA | BANK STABILIZATION LINE A STA 33+40 TO 34+40 | 1 | 70000 | 70000 | 70000
07000-3 | EA | BANK STABILIZATION LINE F STA 3+70 TO 4+40.54 | 1 | 66000 | 66000 | 66000
07000-4 | EA | BANK STABILIZATION LINE E STA 2+47.33 TO 3+16.95 | 1 | 60000 | 60000 | 60000
7100 | SF | URETHANE COATING | 1 | 7 | 7 | 7
7150 | LF | SLOPE EDGE REPAIR | 1 | 5.75 | 5.75 | 5.75
9100 | SF | COATING SYSTEMS FOR CONCRETE | 1 | 1.1 | 1.1 | 1.1
1 | LS | CONSTRUCTION OF TRAVELING BRIDGE FILTER | 1 | 220000 | 220000 | 220000
1 | LS | MAIN SCOPE: ALL SCOPE OF WORK EXCEPT THOSE IDENTIFIED AS BID ITEMS 2 AND 3 | 1 | 897000 | 897000 | 897000
1 | STA | PREPARING RIGHT OF WAY (COA SPECIFICATION 101S) | 1 | 1500 | 1500 | 1500
10 | LF | SILT FENCE FOR EROSION CONTROL (COA SPEC. 642S) | 1 | 2 | 2 | 2
101S-A | AC | PILOT KNOB SUMMARY OF WORK ITEM PK-1; PREPARE RIGHT-OF-WAY, REMOVE VEGETATION AROUND PERIMETER FENCE, AS REQUIRED BY THE CIVIL PLANS AND THESE SPECIFI | 1 | 15000 | 15000 | 15000
101S-B | LANE MILE | PREPARING RIGHT OF WAY DEBRIS REMOVAL | 1 | 1200 | 1200 | 1200
101S-B | PER 100 FT | PREPARING RIGHT OF WAY | 1 | 500 | 500 | 500
101S-B | STA | PREP. OF RIGHT OF WAY | 1 | 459 | 459 | 459
101S-B | STA | PREPARE RIGHT OF WAY | 1 | 5200 | 5200 | 5200
101S-B | STA | PREPARING RIGHT OF WAY | 3 | 926.6667 | 500 | 1200
101S-B | STA | PREPARING RIGHT-OF-WAY | 1 | 5500 | 5500 | 5500
101S-C | LS | PREPARE RIGHT OF WAY | 1 | 5000 | 5000 | 5000
101S-C | LS | PREPARING RIGHT OF WAY | 3 | 44666.6667 | 9000 | 100000
101S-C | LS | PREPARING RIGHT OF WAY, PER LUMP SUM. | 2 | 23500 | 23500 | 23500
101S-C | LS | PREPARING ROW | 1 | 200000 | 200000 | 200000
101S-C | LS | Preparing Right of Way | 2 | 161999.75 | 83999.5 | 240000
101S-C | LS | SITE PREPARATION | 1 | 22500 | 22500 | 22500
102S | LS | CLEARING AND GRUBBING | 1 | 1170000 | 1170000 | 1170000
102S-A | AC | CLEARING & GRUBBING | 1 | 3000 | 3000 | 3000
102S-A | AC | CLEARING & GRUBBING OF LAYDOWN AREA PER DRAWINGS C-08 AND C-09 | 1 | 5000 | 5000 | 5000
102S-A | AC | CLEARING AND GRUBBING | 5 | 2750 | 1250 | 5000
102S-A | AC | CLEARING AND GRUBBING (STAGING AREA AND STABILIZED CONSTRUCTION ENTRANCE) | 1 | 2420 | 2420 | 2420
102S-A | AC. | CLEARING AND GRUBBING | 1 | 8000 | 8000 | 8000
102S-A | ACRE | CLEANING AND GRUBBING | 1 | 10000 | 10000 | 10000
102S-A | ACRE | CLEARING AND GRUBBING | 1 | 25500 | 25500 | 25500
102S-A | LS | CLEARING AND GRUBBING | 1 | 5000 | 5000 | 5000
102S-B | 100-FT STATION | CLEARING & GRUBBING A 15-FT WIDE STRIP ALONG THE PROPERTY BOUNDARY | 1 | 500 | 500 | 500
102S-B | LF | CLEARING AND GRUBBING | 1 | 75 | 75 | 75
102S-C | LS | CLEARING AND GRUBBING | 8 | 9664.5 | 500 | 28000
102S-C | LS | CLEARING AND GRUBBING | 1 | 10000 | 10000 | 10000
102S-C | LS | CLEARING AND GRUBBING PER LUMP SUM | 1 | 6500 | 6500 | 6500
102S-C | LS | Clearing and Grubbing | 1 | 8500 | 8500 | 8500
102S-C | LS | OUTSIDE FENCE, CLEAR AND GRUB BY HAND | 1 | 5000 | 5000 | 5000
102S-C | LUMP SUM | CLEARING AND GRUBBING | 1 | 7000 | 7000 | 7000
102SA-A | ACRE | CLEARING AND GRUBBING | 1 | 10000 | 10000 | 10000
104S-A | L.F. | REMOVE P.C. CONCRETE CURB & GUTTER | 1 | 6 | 6 | 6
104S-A | LF | REMOVE CONRETE CURB AND GUTTER | 1 | 10.8 | 10.8 | 10.8
104S-A | LF | REMOVE P.C. CONCRETE CURB | 8 | 7.5025 | 3.75 | 13
104S-A | LF | REMOVE P.C. CONCRETE CURB | 1 | 25 | 25 | 25
104S-A | LF | REMOVE PC CONCRETE CURB | 4 | 8.25 | 2 | 13
104S-A | LF | REMOVE PC CONCRETE CURB | 2 | 3.5 | 2 | 5
104S-A | LF | REMOVE PC CONCRETE CURB & GUTTER | 1 | 7 | 7 | 7
104S-A | LF | REMOVE PC CONCRETE CURB AND GUTTER | 1 | 16 | 16 | 16
104S-B | SF | REMOVE P.C. CONCRETE SLAB | 1 | 10 | 10 | 10
104S-B:A | SF | REMOVE PC CONCRETE SLAB (APRON) | 1 | 2 | 2 | 2
104S-B:PVMT | SF | REMOVE PC CONCRETE SLAB (PAVEMENT) | 1 | 2 | 2 | 2
104S-B:S | SF | REMOVE PC CONCRETE SLAB (BUILDING SLAB) | 1 | 3 | 3 | 3
104S-B:VG | SF | REMOVE PC CONCRETE SLAB (VALLEY GUTTER) | 1 | 2 | 2 | 2
104S-C | S.F. | REMOVE P.C. CONCRETE SIDEWALKS AND DRIVEWAYS | 1 | 2 | 2 | 2
104S-C | SF | REMOVE CONRETE SIDEWALKS & DRIVEWAYS | 1 | 3.13 | 3.13 | 3.13
104S-C | SF | REMOVE P.C. CONCRETE (CONCRETE SIDEWALKS AND DRIVEWAYS) | 1 | 1 | 1 | 1
104S-C | SF | REMOVE P.C. CONCRETE DRIVEWAY | 1 | 1 | 1 | 1
104S-C | SF | REMOVE P.C. CONCRETE SIDEWALKS AND DRIVEWAY | 1 | 2 | 2 | 2
104S-C | SF | REMOVE P.C. CONCRETE SIDEWALKS AND DRIVEWAY (SIDEWALK) | 1 | 3 | 3 | 3
104S-C | SF | REMOVE P.C. CONCRETE SIDEWALKS AND DRIVEWAYS | 3 | 10.72 | 8.16 | 13
104S-C | SF | REMOVE P.C. CONCRETE SIDEWALKS AND DRVIVEWAYS | 1 | 8.45 | 8.45 | 8.45
104S-C | SF | REMOVE PC CONCRETE DRIVEWAYS | 1 | 23 | 23 | 23
104S-C | SF | REMOVE PC CONCRETE SIDEWALK AND DRIVEWAY | 1 | 0.75 | 0.75 | 0.75
104S-C | SF | REMOVE PC CONCRETE SIDEWALKS AND DRIVEWAYS | 1 | 2 | 2 | 2
104S-C | SF | Remove P.C. Concrete Sidewalks and Driveway (sidewalk) | 1 | 2 | 2 | 2
104S-C:D | SF | REMOVE PC CONCRETE DRIVEWAY | 1 | 2 | 2 | 2
104S-G | LS | REMOVE MISC PC CONCRETE | 1 | 4000 | 4000 | 4000
104S-G | LS | REMOVE MISC PC CONCRETE FLUME AND APRON | 1 | 10000 | 10000 | 10000
104S-G | LS | REMOVE MISCELLANEOUS P.C. CONCRETE | 1 | 250 | 250 | 250
104S-G | LS | REMOVE MISCELLANEOUS P.C. CONCRETE | 1 | 5250 | 5250 | 5250
104S-G | LS | REMOVE MISCELLANEOUS P.C. CONCRETE PER LUMP SUM | 1 | 10115 | 10115 | 10115
104S-G | LS | REMOVE MISCELLANEOUS PC CONCRETE | 1 | 24000 | 24000 | 24000
104S-G | LS | REMOVE MISCELLANEOUS PC CONCRETE (CURB/GRATE INLET AND RAMP) | 1 | 2500 | 2500 | 2500
104S-G:CI | LS | REMOVE MISCELLANEOUS PC CONCRETE (EXISTING 10'' CURB INLETS) | 1 | 600 | 600 | 600
104S-G:GI | LS | REMOVE MISCELLANEOUS PC CONCRETE (EXISTING GRATED INLET) | 1 | 600 | 600 | 600
104S-G:MH | LS | REMOVE MISCELLANEOUS PC CONCRETE (EXISTING MANHOLES) | 1 | 500 | 500 | 500
104S-H | EA | REMOVE WASTEWATER MANHOLE | 1 | 1600 | 1600 | 1600
11 | LS | TOTAL MOBILIZATION PAYMENT (MAX 3% OF BID) (COA SPEC. 700S) | 1 | 10760 | 10760 | 10760
1100SS-A | SY | POROUS PAVEMENT LANDING AREA | 1 | 178 | 178 | 178
110S-A | CY | STREET EXCAVATION (8" DEEP) | 1 | 75 | 75 | 75
110S-A | CY | STREET EXCAVATION | 6 | 37.2917 | 13 | 100
110S-A | CY | UNCLASSIFIED STREET EXCAVATION (ASPHALT CONCRETE AND SUBGRADE) | 1 | 10 | 10 | 10
110S-B | C.Y. | STREET EXCAVATION, PLAN QUANTITY | 1 | 16 | 16 | 16
110S-B | CY | STREET EXCAVATION, PLAN QUANTITY | 1 | 70 | 70 | 70
110S-B | CY | ROADWAY EXCAVATION (HMAC), PLAN QUANTITY | 1 | 14 | 14 | 14
110S-B | CY | STREET EXCAVATION, PLAN QUANTITY | 4 | 12.75 | 2 | 27
110S-B | CY | Street Excavation, Plan Quantity | 2 | 17 | 17 | 17
110S-B | CY | Street Excavation, Plan Quantity | 1 | 40 | 40 | 40
111S-A | C.Y. | EXCAVATION OF SEDIMENTATION AND FILTRATION POND BOTTOMS (NO EXCAVATION OF ROCK IS REQUIRED | 1 | 25 | 25 | 25
111S-A | CY | EXCAVATION MATERIAL TO BE USED ONSITE AS BORROW. INCL. SCREENING OUT MATERIAL LARGER THAN 1" DIA. MIXING DILLO DIRT COMPOST AND PLACEMENT IN RAIN G~1~227~227~227~
111S-A | CY | EXCAVATION, INCLUDING OFFSITE DISPOSAL | 1 | 153 | 153 | 153
111S-A | CY | EXCAVATION | 4 | 46.9 | 16 | 100
111S-A | CY | EXCAVATION (CHANNEL) | 1 | 150 | 150 | 150
111S-A | CY | EXCAVATION (IRRIGATION BID) | 1 | 11 | 11 | 11
111S-A | CY | EXCAVATION (NORTH POND) | 1 | 11 | 11 | 11
111S-A | CY | EXCAVATION (SAND MEDIA IN FILTRATION BASIN) | 1 | 15 | 15 | 15
111S-A | CY | EXCAVATION (SOUTH POND) | 1 | 11 | 11 | 11
111S-A | CY | Excavation | 1 | 18 | 18 | 18
111S-A | CY | TRENCH EXCAVATION BY HAND | 1 | 50 | 50 | 50
111S-B | CY | EXCAVATION | 2 | 15.5 | 4 | 27
111S-B | CY | EXCAVATION, PLAN QUANTITY | 1 | 15 | 15 | 15
111S-B | CY | EXCAVATION, PLAN QUANTITY | 1 | 30 | 30 | 30
111S-B-ER | CY | EXCAVATION, PLAN QUANTITY (EST. ROCK) | 1 | 50 | 50 | 50
111S-B-ES | CY | EXCAVATION, PLAN QUANTITY (EST. SOIL) | 1 | 12 | 12 | 12
12 | LF | CHAIN LINK FENCE, 6'' (COA SPEC. 701S) | 1 | 25 | 25 | 25
120S-A | CY | CHANNEL EXCAVATION | 1 | 50 | 50 | 50
120S-B | CY | CHANNEL EXCAVATION, PLAN QUANTITY | 1 | 31 | 31 | 31
120S-B | CY | CHANNEL EXCAVATION, PLAN QUANTITY PER CUBIC YARD | 2 | 25 | 25 | 25
13 | EA | CHAIN LINK VEHICULAR GATE, 6'' X 16'' (COA SPEC. 701S) | 1 | 1275 | 1275 | 1275
130-B | CY | CLASS B (BORROW) | 1 | 4 | 4 | 4
130-T | CY | CLASS C (TOP SOIL) | 1 | 4 | 4 | 4
130-WR | CY | 3-INCH TO 5-INCH WASHED ROCK (PER SHEET 12 OF DRAWINGS) | 1 | 500 | 500 | 500
13000/01025, 1.07 | EA | 500,000-GALLON WIRE WOUND PRE-STRESSED CONCRETE TANK WITH STEEL DIAPHRAGM AND APPURTENANCES (SHEETS T1-T7) | 1 | 600000 | 600000 | 600000
1301S-B | SY | GRANITE GRAVEL HIKE AND BIKE TRAIL | 1 | 17 | 17 | 17
1301S-B | SY | Granite Gravel Hike and Bike Trail | 1 | 10 | 10 | 10
130S-A | C.Y. | CLAY LINER FOR SWALE BOTTOM | 1 | 25 | 25 | 25
130S-A | CY | CLASS A (SELECT BORROW), PLAN QUANTITY | 1 | 64 | 64 | 64
130S-A | CY | CLASS A (SELECT BORROW), PLAN QUANTITY (R.O.W.) | 1 | 9 | 9 | 9
130S-A1 | CY | CLASS A (SELECT BORROW), PLAN QUANTITY (24" THICKNESS, IRRIGATION BED) | 1 | 14 | 14 | 14
130S-AI | CY | Class A (Select Borrow) Imported - installed and compacted to 95% Standard Proctor maximum dry density, and as directed by Owner┐s Representative, com | 1 | 50 | 50 | 50
130S-T | CY | CLASS C (TOPSOIL), PLAN QUANTITY | 1 | 20 | 20 | 20
130S-TI | CY | Class C (Topsoil) Imported - spread and prepared for seeding or sodding in accordance with Standard Specification Item 601S.3(A), and as directed by O | 1 | 100 | 100 | 100
132S-1 | CY | PILOT KNOB SUMMARY OF WORK ITEM PK-2; EMBANKMENT, FILL HOLE IN SOIL ADJACENT TO PERIMETER FENCE AT NORTHEAST CORNER OF PROPERTY AND REGRADE - 1 CUBIC | 1 | 120 | 120 | 120
132S-A | C.Y. | EMBANKMENT FOR SEDIMENTATION POND/FILTRAT. POND | 1 | 25 | 25 | 25
132S-A | C.Y. | EMBANKMENT FOR SWALE | 1 | 25 | 25 | 25
132S-A | CY | EMBANKMENT, COMPLETE IN PLACE | 2 | 7 | 5 | 9
132S-A | CY | EMBANKMENT | 9 | 18.4444 | 2 | 39
132S-A | CY | EMBANKMENT PER CUBIC YARD | 1 | 42 | 42 | 42
132S-A | CY | Embankment | 1 | 25 | 25 | 25
1381-A | LS | PRE- & POST-CONSTRUCTION VIDEO INSPECTION | 1 | 6000 | 6000 | 6000
14 | EA | CHAIN LINK VEHICULAR GATE, 6'' X 28'' (COA SPEC. 701S) | 1 | 1900 | 1900 | 1900
15 | MO | BARRICADES, SIGNS AND TRAFFIC HANDLING (COA SPEC. 803S) | 1 | 3000 | 3000 | 3000
15156/ 15157/ 01025, 1.08 | EA | HORIZONTAL SPLIT CASE PUMPING UNITS AND MOTORS | 1 | 39712 | 39712 | 39712
1540 | LS | NOISE MONITORING AND ABATEMENT | 1 | 1000 | 1000 | 1000
16 | LF | 3 X 3 CONCRETE ENCASED DUCTBANK (AUSTIN ENERGY DETAILS SHEET 16) | 1 | 275 | 275 | 275
16050-3.12-1 | EA | 35-FOOT LIGHT POLE WITH FIXTURE | 1 | 4070 | 4070 | 4070
16050-3.12-10 | LF | AWG NO. 10 TYPE XHHW INSULATED COPPER CONDUCTORS | 1 | 0.55 | 0.55 | 0.55
16050-3.12-11 | LF | AWG NO. 12 TYPE XHHW INSULATED COPPER CONDUCTORS | 1 | 0.55 | 0.55 | 0.55
16050-3.12-12 | LF | 4-INCH PVC SCHEDULE 40 UNDERGROUND INSTALLATION 2 BY 2 (4 CONDUITS) DUCT BANK | 1 | 60 | 60 | 60
16050-3.12-13 | LF | 4-INCH PVC SCHEDULE 40 UNDERGROUND INSTALLATION 2 BY 1 (2 CONDUITS DUCT BANK | 1 | 71 | 71 | 71
16050-3.12-14 | LF | 2-INCH PVC SCHEDULE 40 UNDERGROUND INSTALLATION 1 BY 1 (1 CONDUIT) DUCT BANK | 1 | 32 | 32 | 32
16050-3.12-15 | LF | 3-INCH PVC SCHEDULE 40 UNDERGROUND INSTALLATION 1 BY 1 (CONDUIT) DUCT BANK | 1 | 34 | 34 | 34
16050-3.12-16 | LF | 1-INC PVC SCHEDULE 40 UNDERGROUND INSTALLATION DUCT BANK | 1 | 25 | 25 | 25
16050-3.12-17 | LS | PAD MOUNTED TRANSFORMER FOUNDATION | 1 | 750 | 750 | 750
16050-3.12-18 | EA | STANDARD TYPE ELECTRICAL PULL BOX | 1 | 1500 | 1500 | 1500
16050-3.12-19 | EA | TRAFFIC TYPE ELECTRICAL PULL BOX | 1 | 1800 | 1800 | 1800
16050-3.12-2 | EA | 12-FOOT LIGHT POLE WITH FIXTURE | 1 | 2700 | 2700 | 2700
16050-3.12-20 | EA | ELECTRICAL DISCONNECT SWITCH | 1 | 1750 | 1750 | 1750
16050-3.12-21 | EA | PANEL BOARD | 1 | 2100 | 2100 | 2100
16050-3.12-22 | EA | OVERVOLTAGE SURGE PROTECTION | 1 | 3500 | 3500 | 3500
16050-3.12-23 | EA | TIMER | 1 | 155 | 155 | 155
16050-3.12-24 | LF | 1-1/2 INCH PVC SCHEDULE 40 UNDERGROUND INSTALLATION DUCT BANK | 1 | 23 | 23 | 23
16050-3.12-3A | EA | 35-FOOT LIGHT POLE FOUNDATION | 1 | 1950 | 1950 | 1950
16050-3.12-3B | EA | 12-FOOT LIGHT POLE FOUNDATION | 1 | 1950 | 1950 | 1950
16050-3.12-4 | EA | EQUIPMENT RACK, COMPLETE IN PLACE | 1 | 48000 | 48000 | 48000
16050-3.12-5 | LF | AWG NO. 1/0 TYPE XHHW INSULATED COPPER CONDUCTORS | 1 | 2 | 2 | 2
16050-3.12-6 | LF | AWG NO. 2 TYPE XHHW INSULATED COPPER CONDUCTORS | 1 | 1.55 | 1.55 | 1.55
16050-3.12-7 | LF | AWG NO. 3 TYPE XHHW INSULATED COPPER CONDUCTORS | 1 | 1.35 | 1.35 | 1.35
16050-3.12-8 | LF | AWG NO. 4 TYPE XHHW INSULATED COPPER CONDUCTORS | 1 | 1.25 | 1.25 | 1.25
16050-3.12-9 | LF | AWG NO. 6 TYPE XHHW INSULATED COPPER CONDUCTORS | 1 | 1.05 | 1.05 | 1.05
16100-1 | LS | PILOT KNOB SUMMARY OF WORK ITEM PK-13; ELECTRICAL MODIFICATIONS AND ASSOCIATED WELDING, AS REQUIRED BY THE ELECTRICAL PLANS AND THESE SPECIFICATIONS | 1 | 80000 | 80000 | 80000
16100-2 | LS | PILOT KNOB SUMMARY OF WORK ITEM PK-14; TEMPORARY ELECTRICAL SERVICE FOR CONSTRUCTION, AS REQUIRED BY THE ELECTRICAL PLANS AND THESE SPECIFICATIONS | 1 | 7900 | 7900 | 7900
16120S | LS | WIRING | 1 | 12000 | 12000 | 12000
16550S | EA | STREET LIGHT STANDARD FOUNDATION | 6 | 1086.5 | 800 | 1400
16550S | EA | Street Light Standard Foundation | 1 | 710.66 | 710.66 | 710.66
16642 | LS | PILOT KNOB SUMMARY OF WORK ITEM PK-15; REMOVE EXISTING CPS SYSTEM AND INSTALL NEW CPS SYSTEM, AND ASSOCIATED WELDING WITH REMOVAL AND INSTALLATION, AS | 1 | 90000 | 90000 | 90000
17 | LF | PVC CONDUIT- 4" SCHEDULE 80 (SPECIAL SPECIFICATION 16111) | 1 | 13 | 13 | 13
18 | LF | PVC CONDUIT- 1" SCHEDULE 40 (SPECIAL SPECIFICATION 16111) | 1 | 14 | 14 | 14
19 | EA | LIGHT POLES (SPECIAL SPECIFICATION 16500) | 1 | 10500 | 10500 | 10500
1901-1 | EA | Mobilization for licensed asbestos abatement crew, including notification to state, per project, complete and in place | 1 | 1000 | 1000 | 1000
1901-2 | WD | Asbestos pipe removal, handling, bagging, labeling, transportation, disposal by licensed asbestos abatement personnel, and compensation for reduced pr | 1 | 1000 | 1000 | 1000
2 | CY | STREET EXCAVATION (COA SPECIFICATION 110S) | 1 | 19 | 19 | 19
2 | LS | CONSTRUCTION OF CHLORINE CONTACT TANK | 1 | 136000 | 136000 | 136000
2 |  | 24" LED LIGHT FIXTURES AS SCHEDULED ON SHEET E-10, LUMINAIRE SCHEDULE. PROCUREMENT AND SHIPPING OF LIGHT FIXTURES ONLY, AS DESCRIBED IN SECTION 01025, | 1 | 1000 | 1000 | 1000
20 | LS | IRRIGATION SYSTEM (SPECIAL SPECIFICATION 02810) | 1 | 12250 | 12250 | 12250
2002-UP | EA | UTILITY POLE BRACING | 1 | 1845 | 1845 | 1845
201S | SY | SUBGRADE PREPARATION | 8 | 4.6275 | 0.5 | 10
201S | SY | SUBGRADE PREPARATION | 1 | 2 | 2 | 2
201S | SY | SUBGRADE PREPARATION. COMPLETE. | 1 | 2 | 2 | 2
201S-A | SY | SUBGRADE PREPARATION | 1 | 4 | 4 | 4
203S-A | S.Y. | LIME TREATED SUBGRADE (10 IN THICKNESS) | 1 | 8 | 8 | 8
203S-A | S.Y. | LIME TREATED SUBGRADE (12 IN THICKNESS) | 1 | 9 | 9 | 9
203S-A | SY | LIME TREATED SUBGRADE (12 IN THICKNESS) (TYPE B LIME SLURRY, 7% BY WEIGHT) | 1 | 8.5 | 8.5 | 8.5
203S-A | SY | LIME TREATED SUBGRADE (8 IN. THICK) | 1 | 5 | 5 | 5
203S-A | SY | LIME TREATED SUBGRADE, (10" THICK) | 1 | 7 | 7 | 7
203S-A | SY | LIME TREATED SUBGRADE, (12-INCH THICK) | 1 | 7 | 7 | 7
203S-A | SY | Lime Treated Subgrade, (10 in. Thick) | 2 | 10 | 10 | 10
203S-A8 | SY | LIME TREATED SUBGRADE, (8 IN THICK) | 2 | 7.15 | 6 | 8.3
203S-B | SY | LIME TREATED EXISTING SUBBASE, (12 IN. THICK) | 1 | 6 | 6 | 6
206S-B | SY | ASPHALT STABILIZED BASE, 8 IN. | 1 | 298 | 298 | 298
206S-B | SY | Asphalt Stabilized Base, 5-1/2 in. | 1 | 20.27 | 20.27 | 20.27
210-A | LF | FLEXIBLE BASE | 1 | 50 | 50 | 50
210S-A | C.Y. | FLEXIBLE BASE (19" DEPTH) | 1 | 35 | 35 | 35
210S-A | CY | FLEXIBLE BASE, 12" MINIMUM THICKNESS. | 1 | 35 | 35 | 35
210S-A | CY | 12" FLEXIBLE BASE | 1 | 30 | 30 | 30
210S-A | CY | COMPACTED FLEX BASE FOR TRENCH REPAIR | 1 | 114 | 114 | 114
210S-A | CY | FLEX BASE | 1 | 40 | 40 | 40
210S-A | CY | FLEXIBLE BASE | 26 | 40.2692 | 10 | 72
210S-A | CY | FLEXIBLE BASE (10") | 1 | 42 | 42 | 42
210S-A | CY | FLEXIBLE BASE (12") | 1 | 100 | 100 | 100
210S-A | CY | FLEXIBLE BASE (8"-12" DEPTH) | 1 | 60 | 60 | 60
210S-A | CY | FLEXIBLE BASE FOR DRIVEWAY REPAIR AND ROADWAY REPAIR | 1 | 25 | 25 | 25
210S-A | CY | FLEXIBLE BASE FOR TEMPORARY TRAFFIC LANE | 1 | 35 | 35 | 35
210S-A | CY | FLEXIBLE BASE, COMPLETE AND IN PLACE | 1 | 20 | 20 | 20
210S-A | CY | FLEXIBLE BASE, COMPLETE AND IN PLACE | 1 | 20 | 20 | 20
210S-A | CY | Flexible Base | 1 | 45 | 45 | 45
210S-A | CY | Flexible Base complete and in place. | 1 | 100 | 100 | 100
210S-A-06 | LF | FLEXIBLE BASE FOR TRENCH REPAIR FOR 6" PIPE | 1 | 30 | 30 | 30
210S-A-08 | LF | FLEXIBLE BASE FOR TRENCH REPAIR FOR 8" PIPE | 1 | 30 | 30 | 30
210S-A-12 | LF | FLEXIBLE BASE FOR TRENCH REPAIR FOR 12" PIPE | 1 | 38 | 38 | 38
210S-B | LF | FLEXIBLE BASE FOR TRENCH REPAIR | 1 | 25 | 25 | 25
211S-A | CY | RECYCLED BASE (8" THICK) | 1 | 15 | 15 | 15
211S-B | SY | RECYCLING EXISTING AGGREGATE, 10 IN | 1 | 3.6 | 3.6 | 3.6
22 1540-LS | LS | BY-PASS PUMPING PER LUMP SUM | 1 | 22000 | 22000 | 22000
220S-A | 1000GAL | SPRINKLING FOR DUST CONTROL (WATER) | 1 | 20 | 20 | 20
221005-024(iii) | LF | 24" DIAMETER TRAFFIC SIGNAL DRILLED SHAFT FOUNDATIONS DOWNTOWN | 1 | 163.35 | 163.35 | 163.35
2P104S-AC | SF | REMOVE ASPHALTIC CONCRETE | 1 | 2 | 2 | 2
3 | CY | EMBANKMENT (COA SPECIFICATION 132S) | 1 | 10 | 10 | 10
3 | LS | CONSTRUCTION, MAINTENANCE, AND REMOVAL OF TEMPORARY EROSION AND SEDIMENTATION CONTROLS | 1 | 3000 | 3000 | 3000
3 |  | METAL LIGHT POLES (STITCHES); PURCHASE AND INSTALLATION OF STEEL LIGHT "STITCHES" AS SHOWN IN DOCUMENTS, AND AS DESCRIBED IN SECTION 01025, MEASUREMEN | 1 | 56670 | 56670 | 56670
306S | GAL | PRIME COAT | 1 | 2.85 | 2.85 | 2.85
307S | GAL | TACK COAT | 1 | 3.1 | 3.1 | 3.1
313S | LF | RUBBER ASPHALT JOINT AND CRACK SEALER | 1 | 1.1 | 1.1 | 1.1
313S-B | LF | RUBBER ASPHALT JOINT AND CRACK SEALER | 1 | 0.3 | 0.3 | 0.3
313S-B | LF | RUBBER ASPHALT JOINT AND CREEK SEALER | 1 | 0.6 | 0.6 | 0.6
313S-B | LF | RUBBER ASPHALT JOINT CRACK SEALER | 1 | 0.84 | 0.84 | 0.84
315S-A | S.Y. | SURFACE MILLING | 1 | 3 | 3 | 3
315S-A | SY | SURFACE MILLING OF ASPHALTIC CONCRETE PAVEMENT IN PREPARATION FOR 3" OVERLAY | 1 | 5 | 5 | 5
315S-A | SY | SURFACE MILLING | 17 | 13.3041 | 2.6 | 100
315S-A | SY | SURFACE MILLING | 1 | 3 | 3 | 3
315S-A | SY | SURFACE MILLING OF ASPHALTIC CONCRETE PAVEMENT | 1 | 3 | 3 | 3
315S-A | SY | Surface Milling | 2 | 5.5 | 5 | 6
315S-A | SY | Surface Milling | 3 | 4.1333 | 2.4 | 6
315S-A | SY | Surface Milling complete and in place | 1 | 50 | 50 | 50
315S-A2 | SY | SURFACE MILLING 2 INCH THICK | 1 | 8 | 8 | 8
315S-A2 | SY | Surface Milling, 2-Inch Depth | 1 | 5.5 | 5.5 | 5.5
315S-A3 | SY | SURFACE MILLING 3 INCH THICK | 1 | 9 | 9 | 9
315S-A3 | SY | Surface Milling, 3-Inch Depth | 1 | 6.5 | 6.5 | 6.5
315S-C | SY | TRANSITION MILLING | 1 | 8 | 8 | 8
315S-D | SY | EDGE MILLING OF ASPHALTIC CONCRETE PAVEMENT IN PREPARATION FOR 1-1/2" OVERLAY | 1 | 3.05 | 3.05 | 3.05
315S-D | SY | EDGE MILL | 2 | 2.15 | 1.55 | 2.75
315S-D | SY | EDGE MILLING | 3 | 46.31 | 3 | 118
340-A1.5 | TON | HMAC POLYMER MODIFIED, TYPE D, 1-1/2" OVERLAY | 1 | 97.45 | 97.45 | 97.45
340-A10 | SY | HMAC, TYPE B, SURFACE REPLACEMENT (REMOVE & REPLACE), PARTIAL, 10" DEPTH | 1 | 164.5 | 164.5 | 164.5
340-A3 | TON | HMAC POLYMER MODIFIED, TYPE C, 3" OVERLAY | 1 | 98.2 | 98.2 | 98.2
340-A6 | SY | HMAC, TYPE D, SURFACE REPLACEMENT (REMOVE & REPLACE), PARTIAL, 6" DEPTH | 1 | 65 | 65 | 65
340-C | LF | HMAC PAVEMENT (TRENCH REPAIR), 2 IN., TYPE D | 1 | 30 | 30 | 30
340S-A | TON | HOT MIX ASPHALT CONCRETE PAVEMENT, TYPE B | 1 | 65 | 65 | 65
340S-A | TON | HOT MIX ASPHALT CONCRETE PAVEMENT, TYPE C | 1 | 80 | 80 | 80
340S-A | TON | HOT MIX ASPHALT CONCRETE PAVEMENT, TYPE D | 1 | 75 | 75 | 75
340S-A | TON | HOT MIX ASPHALTIC CONCRETE PAVEMENT, 2 INCHES, TYPE D | 1 | 65 | 65 | 65
340S-A | TON | HOT MIX ASPHALTIC CONCRETE PAVEMENT, TYPE B | 1 | 57 | 57 | 57
340S-A | TON | HOT MIX ASPHALTIC CONCRETE PAVEMENT, TYPE C | 1 | 80 | 80 | 80
340S-A | TON | HOT MIX ASPHALTIC CONCRETE PAVEMENT, TYPE C, SBS POLYMER MODIFIED | 1 | 65.9 | 65.9 | 65.9
340S-A | TONS | HOT MIX ASPHALTIC CONCRETE PAVEMENT, TYPE D, COMPLETE AND IN PLACE (2-INCHES, 27-FT WIDTH) | 1 | 115 | 115 | 115
340S-A | TONS | HOT MIX ASPHALTIC CONCRETE PAVEMENT - TYPE C SURFACE (2" DEPTH) | 1 | 48 | 48 | 48
340S-A | TONS | HOT MIX ASPHALTIC CONCRETE PAVEMENT, TYPE C | 1 | 130 | 130 | 130
340S-A1 | TON | Hot Mix Asphaltic Concrete Pavement, Type B, complete and in place. | 1 | 150 | 150 | 150
340S-A1.5 | TON | HOT MIX ASPHALTIC CONCRETE, TYPE D, 1-1/2" OVERLAY | 1 | 68.7 | 68.7 | 68.7
340S-A1.5 | TON | HOT MIX ASPHALTIC CONCRETE, TYPE D, 1-1/2" OVERLAY | 1 | 73 | 73 | 73
340S-A2 | TON | Hot Mix Asphaltic Concrete Pavement, Type C, complete and in place. | 1 | 150 | 150 | 150
340S-A3 | TON | Hot Mix Asphaltic Concrete Pavement, Type D, complete and in place. | 1 | 150 | 150 | 150
340S-AC | TON | HOT MIX ASPHALTIC CONCRETE PAVEMENT, TYPE C (2" THICK) | 1 | 76 | 76 | 76
340S-AD | TON | HOT MIX ASPHALTIC CONCRETE PAVEMENT, TYPE D (2" THICK) | 1 | 77 | 77 | 77
340S-B | S.Y. | HOT MIX ASPHALTIC CONCRETE PAVEMENT - TYPE A OR B (6" DEPTH) | 1 | 28 | 28 | 28
340S-B | S.Y. | HOT MIX ASPHALTIC CONCRETE PAVEMENT - TYPE A OR B (8" DEPTH) | 1 | 23 | 23 | 23
340S-B | S.Y. | HOT MIX ASPHALTIC CONCRETE PAVEMENT - TYPE C SURFACE (3" DEPTH) | 1 | 9.9 | 9.9 | 9.9
340S-B | SY | HMAC PAVEMENT, 3 IN., TYPE D | 1 | 163 | 163 | 163
340S-B | SY | HMAC PAVEMENT, 4", TYPE C. | 1 | 22 | 22 | 22
340S-B | SY | HMAC TYPE C 2"THICK (OVERLAY) | 1 | 25 | 25 | 25
340S-B | SY | HMAC, TYPE D, SURFACE REPLACEMENT | 1 | 95 | 95 | 95
340S-B | SY | HMAC, 1-1/2 INCHES, TYPE D | 1 | 10 | 10 | 10
340S-B | SY | HMAC, 2-IN, TYPE D, INCLUDING PRIME COAT AND TACK COAT | 1 | 8 | 8 | 8
340S-B | SY | HOT MIX ASPHALTIC CONCRETE PAVEMENT - TYPE A OR B SURFACE (13" DEPTH) | 1 | 31.3 | 31.3 | 31.3
340S-B | SY | HOT MIX ASPHALTIC CONCRETE PAVEMENT - TYPE C SURFACE (4" DEPTH) | 1 | 12.7 | 12.7 | 12.7
340S-B | SY | HOT MIX ASPHALTIC CONCRETE PAVEMENT 1.5 INCH, TYPE C FOR ELROY ROAD OVERLAY STATION 0+00-43+50 | 1 | 8 | 8 | 8
340S-B | SY | HOT MIX ASPHALTIC CONCRETE PAVEMENT 2 INCHES, TYPE C (FOR EXISTING DRIVEWAY REPAIR) | 1 | 31 | 31 | 31
340S-B | SY | HOT MIX ASPHALTIC CONCRETE PAVEMENT, 1 1/2" TYPE ''D'' | 1 | 11 | 11 | 11
340S-B | SY | HOT MIX ASPHALTIC CONCRETE PAVEMENT, 1.5" TYPE D | 1 | 14 | 14 | 14
340S-B | SY | HOT MIX ASPHALTIC CONCRETE PAVEMENT, 2 IN., TYPE D | 1 | 18 | 18 | 18
340S-B | SY | HOT MIX ASPHALTIC CONCRETE PAVEMENT, 2 INCHES, TYPE C | 2 | 29 | 28 | 30
340S-B | SY | HOT MIX ASPHALTIC CONCRETE PAVEMENT, 2 INCHES, TYPE D | 2 | 14.25 | 13.5 | 15
340S-B | SY | HOT MIX ASPHALTIC CONCRETE PAVEMENT, 2-INCH MINIMUM, TYPE D | 1 | 9 | 9 | 9
340S-B | SY | HOT MIX ASPHALTIC CONCRETE PAVEMENT, 2-INCHES, TYPE D | 1 | 40 | 40 | 40
340S-B | SY | HOT MIX ASPHALTIC CONCRETE PAVEMENT, 2.5 INCHES, TYPE C | 1 | 260 | 260 | 260
340S-B | SY | HOT MIX ASPHALTIC CONCRETE PAVEMENT, 20INCHES, TYPE D | 1 | 17 | 17 | 17
340S-B | SY | HOT MIX ASPHALTIC CONCRETE PAVEMENT, 3 IN., TYPE C | 1 | 59.77 | 59.77 | 59.77
340S-B | SY | HOT MIX ASPHALTIC CONCRETE PAVEMENT, 3 IN., TYPE D | 1 | 10 | 10 | 10
340S-B | SY | HOT MIX ASPHALTIC CONCRETE PAVEMENT, 3 INCHES, TYPE C | 1 | 100 | 100 | 100
340S-B | SY | HOT MIX ASPHALTIC CONCRETE PAVEMENT, 3 INCHES, TYPE D | 2 | 15.9 | 15.8 | 16
340S-B | SY | HOT MIX ASPHALTIC CONCRETE PAVEMENT, 3.5 INCHES, TYPE C | 1 | 30 | 30 | 30
340S-B | SY | HOT MIX ASPHALTIC CONCRETE PAVEMENT, TYPE A OR B (10" THICK) | 1 | 39 | 39 | 39
340S-B | SY | HOT MIX ASPHALTIC CONCRETE PAVEMENT, TYPE A OR B (6" THICK) | 1 | 24 | 24 | 24
340S-B | SY | HOT MIX ASPHALTIC CONCRETE, TYPE D SURFACE REPLACEMENT (REMOVE AND REPLACE), 3" THICKNESS | 1 | 89.25 | 89.25 | 89.25
340S-B | SY | HOT MIX ASPHALTIC PAVEMENT, 3" TYPE C | 1 | 20 | 20 | 20
340S-B | SY | Hot Mix Asphaltic Concrete Pavement, 3 inches, Type C | 1 | 10.4 | 10.4 | 10.4
340S-B | SY | Hot Mix Asphaltic Concrete Pavement, 3 inches, Type C | 3 | 10.1667 | 10 | 10.5
340S-B 2" | SY | HOT MIX ASPHALTIC CONCRETE PAVEMENT, 2 INCHES, TYPE C | 2 | 18 | 11 | 25
340S-B 3" | SY | HOT MIX ASPHALTIC CONCRETE PAVEMENT, 3 INCHES, TYPE C | 1 | 14 | 14 | 14
340S-B 4" | SY | HOT MIX ASPHALTIC CONCRETE PAVEMENT, 4 INCHES, TYPE C | 1 | 17.5 | 17.5 | 17.5
340S-B-1.5 | SY | HOT MIX ASPHALTIC CONCRETE PAVEMENT 1.5" TYPE C FOR DRIVEWAY REPAIR | 1 | 21 | 21 | 21
340S-B-2 | SY | HOT MIX ASPHALTIC CONCRETE PAVEMENT 2.0" TYPE C FOR DRIVEWAY REPAIR | 1 | 30 | 30 | 30
340S-B-3 | S.Y. | HOT MIX ASPHALTIC CONCRETE PAVEMENT 3 IN, TYPE D | 1 | 40 | 40 | 40
340S-B-6 | SY | HOT MIX ASPHALTIC CONCRETE PAVEMENT 6.0" TYPE C FOR ROADWAY REPAIR | 1 | 40 | 40 | 40
340S-B10 | SY | HOT MIX ASPHALTIC CONCRETE, TYPE B, SURFACE REPLACEMENT (REMOVE AND REPLACE), FULL, 10" DEPTH | 2 | 50.5 | 43 | 58
340S-B10.5 | SY | HOT MIX ASPHALTIC CONCRETE PAVEMENT, 10.5 INCHES, TYPE B | 1 | 67 | 67 | 67
340S-B11 | SY | Hot Mix Asphaltic Concrete Pvmt, 11 inch , Type B Base Course | 1 | 33 | 33 | 33
340S-B12-14 | SY | Hot Mix Asphaltic Concrete Pvmt, 12 in to 14 in, Type B Base Course | 1 | 42 | 42 | 42
340S-B12-14 | SY | Hot Mix Asphaltic Concrete Pvmt, 12 inches to 14 inches, Type B Base Course | 1 | 45 | 45 | 45
340S-B14 | SY | Hot Mix Asphaltic Concrete Pvmt, 14 inch, Type B Base Course | 1 | 42 | 42 | 42
340S-B14 | SY | Hot Mix Asphaltic Concrete Pvmt, 14 inches, Type B Base Course | 1 | 45 | 45 | 45
340S-B17 | SY | HOT MIX ASPHALTIC CONCRETE PAVEMENT, 17 INCHES, TYPE B | 1 | 53 | 53 | 53
340S-B2 | SY | HOT MIX ASPHALTIC PAVEMENT, 2" TYPE C | 1 | 19 | 19 | 19
340S-B2 | SY | Hot Mix Asphaltic Concrete Pavement, 2 Inches, Type C | 1 | 8.38 | 8.38 | 8.38
340S-B3 | SY | HOT MIX ASPHALTIC CONCRETE PAVEMENT 3" TYPE D | 1 | 17 | 17 | 17
340S-B3 | SY | HOT MIX ASPHALTIC PAVEMENT, 3" TYPE C | 1 | 20 | 20 | 20
340S-B3 | SY | Hot Mix Asphaltic Concrete Pvmt, 3 inches, Type C | 1 | 12.2 | 12.2 | 12.2
340S-B3 | SY | Hot Mix Asphaltic Concrete Pavement, 3 Inches, Type C | 1 | 12.58 | 12.58 | 12.58
340S-B3.5 | SY | HOT MIX ASPHALTIC CONCRETE PAVEMENT, 3.5 INCHES, TYPE C | 1 | 17 | 17 | 17
340S-B5 | SY | Hot Mix Asphaltic Concrete Pvmt, 5 inch , Type B Base Course | 1 | 15 | 15 | 15
340S-B6 | SY | HOT MIX ASPHALTIC CONCRETE, TYPE D, SURFACE REPLACEMENT (REMOVE AND REPLACE), PARTIAL, 6" DEPTH | 2 | 31.5 | 30 | 33
340S-B6 | SY | Hot Mix Asphaltic Concrete Pvmt, 6 inch, Type B Base Course | 1 | 18 | 18 | 18
340S-B6 | SY | Hot Mix Asphaltic Concrete Pvmt, 6 inches, Type B Base Course | 1 | 19 | 19 | 19
340S-B7 | SY | Hot Mix Asphaltic Concrete Pvmt, 7 inch, Type B Base Course | 1 | 21 | 21 | 21
340S-B7 | SY | Hot Mix Asphaltic Concrete Pvmt, 7 inches, Type B Base Course | 1 | 22.5 | 22.5 | 22.5
340S-B9-11 | SY | Hot Mix Asphaltic Concrete Pvmt, 9 in to 11 inch , Type B Base Course | 1 | 33 | 33 | 33
340S-BC | SY | HOT MIX ASPHALTIC CONCRETE PAVEMENT, 3.5 IN., TYPE "C" | 1 | 11 | 11 | 11
340S-BD | SY | HOT MIX ASPHALTIC CONCRETE PAVEMENT, 3.5 IN., TYPE "D" | 1 | 11 | 11 | 11
340S-C | LF | HMAC TYPE C 3"THICK (TRENCH REPAIR) | 1 | 45 | 45 | 45
340S-C | SY | HOT MIX ASPHALTIC CONCRETE PAVEMENT, 2.5 IN, TYPE D (FULL WIDTH OF ROAD OVERLAY) | 1 | 14 | 14 | 14
340S-C | TONS | HOT MIX ASPHALTIC CONCRETE PAVEMENT, TYPE D, COMPLETE AND IN PLACE (2-INCHES, 27-FT WIDTH) | 1 | 125 | 125 | 125
340S-C (TYPE C) | LF | HOT MIX ASPHALTIC CONCRETE PAVEMENT, 3 INCHES MINIMUM THICKNESS (TO MATCH EXISTING THICKNESS) TYPE C, (COLLECTOR/ARTERIAL) | 1 | 51 | 51 | 51
340S-C (TYPE D) | LF | HOT MIX ASPHALTIC CONCRETE PAVEMENT, 2 INCHES MINIMUM THICKNESS (TO MATCH EXISTING THICKNESS) TYPE D, (LOCAL/RESIDENTIAL) | 1 | 30 | 30 | 30
340S-C-12 | LF | 3" HMAC FOR TRENCH REPAIR FOR 12" PIPE | 1 | 10 | 10 | 10
340S-C-2D | LF | HOT MIX ASPHALTIC CONCRETE PAVEMENT, 2 IN, TYPE D | 1 | 40 | 40 | 40
340S-C-2D | SY | HOT MIX ASPHALTIC CONCRETE PAVEMENT, 2 IN, TYPE D | 3 | 36.6667 | 20 | 50
340S-C-3C | LF | HOT MIX ASPHALTIC CONCRETE PAVEMENT, 3 IN, TYPE C | 1 | 55 | 55 | 55
340S-C-3C | SY | HOT MIX ASPHALTIC CONCRETE PAVEMENT, 3 IN, TYPE C | 1 | 25 | 25 | 25
340S-C-6 | LF | 3" HMAC FOR TRENCH REPAIR FOR 6" PIPE | 1 | 8 | 8 | 8
340S-C-8 | LF | 3" HMAC FOR TRENCH REPAIR FOR 8" PIPE | 1 | 9 | 9 | 9
340S-C3 | LF | HOT MIX ASPHALTIC CONCRETE PAVEMENT 3" TYPE D | 1 | 19 | 19 | 19
340S-C9 | LF | HOT MIX ASPHALTIC CONCRETE PAVEMENT 9" (3-12 INCHES IN DEPTH) TYPE D | 1 | 60 | 60 | 60
340S-D | LF | HMAC PAVEMENT (HALF ST. WIDTH OVERLAY, MURRAY & MARSHALL ST.) 2 IN., TYPE D | 1 | 30 | 30 | 30
340S-L1.5 | TON | HMAC, TYPE D, LEVEL UP IN PREPARATION FOR 11/2" | 1 | 102.3 | 102.3 | 102.3
340S-L1.5 | TON | HOT MIX ASPHALTIC CONCRETE, TYPE D, LEVEL UP IN PREPARATION FOR 1-1/2" OVERLAY | 2 | 73.75 | 73 | 74.5
340S-L3 | TON | HMAC, TYPE D, LEVEL UP IN PREP FOR 3" OVERLAY | 1 | 106.4 | 106.4 | 106.4
340S-R | SY | HMAC, TYPE B, FULL DEPTH REPAIR | 1 | 105 | 105 | 105
341S | SY | PAVING FABRIC | 1 | 28 | 28 | 28
360-R | LS | CONCRETE PAVEMENT REPAIR (DUMPSTER PAD) | 1 | 6000 | 6000 | 6000
360S-A | SY | 10 IN. CONCRETE PAVEMENT (BUS PADS) | 1 | 55 | 55 | 55
360S-A | SY | 10" CONCRETE BUS PAD | 1 | 122 | 122 | 122
360S-A | SY | 10" Concrete Pavement | 2 | 79.5 | 64 | 95
360S-A | SY | 12 INCH CONCRETE PAVEMENT | 1 | 86 | 86 | 86
360S-A-8 | S.Y. | 8 IN CONCRETE PAVEMENT | 1 | 60 | 60 | 60
360S-AH | SY | 10 INCH CONCRETE PAVEMENT (HIGH EARLY STRENGTH) | 1 | 81 | 81 | 81
360S-AH | SY | 11" Concrete Pavement (High Early Strength) | 2 | 65 | 60 | 70
360S-B | LF | MONOLITHIC CURB | 1 | 20.85 | 20.85 | 20.85
360S-B | LF | Monolithic Curb | 2 | 37.535 | 25.07 | 50
4 | CY | FLEXIBLE BASE (COA SPECIFICATION 210S) | 1 | 54 | 54 | 54
4 | LS | CONSTRUCTION OF ALL YARD PIPING, VALVES, FITTINGS, PROCESS CONNECTIONS, AND MANHOLE WORK | 1 | 81000 | 81000 | 81000
401S-A | CL - PLAN QUANTITY | UNCLASSIFIED STRUCTURAL EXCAVATION | 1 | 100 | 100 | 100
401S-A | CY | UNCLASSIFIED STRUCTURAL EXCAVATION | 1 | 6 | 6 | 6
401S-B | CY | COMMON STRUCTURE EXCAVATION | 1 | 50 | 50 | 50
401S-B | CY | STRUCTURAL EXCAVATION & BACKFILL (WITHIN THE RETAINING WALL LIMITS) | 1 | 66 | 66 | 66
401S-E | CY | CEMENT STABILIZED BACKFILL | 1 | 94 | 94 | 94
401S-J | CY | DEWATERING | 1 | 25 | 25 | 25
402S-1 | LF | CONTROLLED LOW STRENGTH MATERIAL BACKFILL | 1 | 92 | 92 | 92
402S-2 | LF | CONTROLLED LOW STRENGTH MATERIAL BACKFILL | 1 | 56 | 56 | 56
402S-A | CY | CONTROLLED LOW STRENGTH MATERIAL | 7 | 146.4286 | 100 | 300
402S-A | CY | CONTROLLED LOW STRENGTH MATERIAL FOR TRENCH REPAIR WITHIN MANOR RD. | 1 | 140 | 140 | 140
402S-A | CY | Controlled Low Strength Material | 6 | 89.365 | 61.19 | 100
402S-A-F | CY | Controlled Low Strength Material, Fast Setting, to be used as backfill in lieu of excavated trench material, including disposal of backfill, complete | 1 | 110 | 110 | 110
402S-A-N | CY | Controlled Low Strength Material, Normal Setting, to be used as backfill in lieu of excavated trench material, including disposal of backfill, complet | 1 | 100 | 100 | 100
402S-B | CY | CONTROLLED LOW-STRENGTH MATERIAL | 1 | 27 | 27 | 27
403 | LS | CONCRETE SPLTTER BOX MODIFICATION | 1 | 15000 | 15000 | 15000
403 | SF | CONCRETE FLOW SPREADER FOR FILTRATION POND ENTRANCE | 1 | 25 | 25 | 25
403S-B | LF | CONCRETE CURB & GUTTER | 1 | 34 | 34 | 34
403S-CY | CY | CLASS "J" PC CONCRETE FOR TRENCH REPAIR WITHIN MANOR RD. | 1 | 120 | 120 | 120
403S-CY | CY | CONCRETE FOR STRUCTURES (CLASS C-RETAINING WALL, MAINTENANCE DRIVE AND FOOTINGS) | 1 | 320 | 320 | 320
403S-CY | CY | CONCRETE FOR STRUCTURES, PIER CAPS | 1 | 694 | 694 | 694
403S-CY | CY | (STRUCTURE OR STRUCTURAL COMPONENT) - CLASS C CONCRETE INCLUDING REINFORCING | 1 | 180 | 180 | 180
403S-CY | CY | CONCRETE FOR PIERS (CLASS A) | 1 | 306 | 306 | 306
403S-CY | CY | CONCRETE FOR STRUCTURE CLASS A | 1 | 950 | 950 | 950
403S-CY | CY | CONCRETE FOR STRUCTURES (CONCRETE WEIR) | 1 | 300 | 300 | 300
403S-CY | CY | CONCRETE FOR STRUCTURES - CLASS, SCOUR PROTECTION | 1 | 275 | 275 | 275
403S-CY | CY | Class "J" P.C. Concrete | 1 | 61.19 | 61.19 | 61.19
403S-CY | CY | Concrete for Structures (Access Ramp and Pad) | 1 | 315 | 315 | 315
403S-CY | CY | MISCELLANEOUS CONCRETE PATCHING AS NEEDED PER CUBIC YARD | 1 | 650 | 650 | 650
403S-CY-A | CY | (STRUCTURE OR STRUCTURAL COMPONENT) - CLASS A CONCRETE FOOTING | 1 | 200 | 200 | 200
403S-CY-A-CONDCAP | CY | CLASS "A" CONCRETE (CONDUIT CAP, RED CONC) | 1 | 800 | 800 | 800
403S-CY-B | CY | (STRUCTURAL OR STRUCTURAL COMPONENT) - CLASS B STRUCTURAL CONCRETE BACKFILL | 1 | 150 | 150 | 150
403S-CY-C-ABUT | CY | CLASS "C" CONCRETE (ABUT) | 1 | 650 | 650 | 650
403S-CY-C-APPSLAB | CY | CLASS "C" CONCRETE (APPROACH SLAB) | 1 | 350 | 350 | 350
403S-CY-C-BENT | CY | CLASS "C" CONCRETE (BENT) | 1 | 950 | 950 | 950
403S-CY-C-KNEEWALL | CY | CLASS "C" CONCRETE (KNEEWALL) | 1 | 800 | 800 | 800
403S-CY-C-MODBENT | CY | CLASS "C" CONCRETE (MOD BENT) | 1 | 2500 | 2500 | 2500
403S-CY-C-SEATWALL | CY | CLASS "C" CONCRETE (SEATWALL) | 1 | 650 | 650 | 650
403S-CY-DROP STRUCTURE | CY | DROP STRUCTURE | 1 | 1100 | 1100 | 1100
403S-CY-J | CY | Class J Concrete for Utility Trench Repair, complete and in place. | 1 | 110 | 110 | 110
403S-CY-LEVELPAD | CY | CLASS C CONC (LEVELING PAD) | 1 | 750 | 750 | 750
403S-CY-OUTFALL STRUCTURE | CY | OUTFALL STRUCTURE | 1 | 1400 | 1400 | 1400
403S-CY-S-RCSLAB | CY | CLASS "S" CONCRETE (REINFORCED CONCRETE SLAB) | 1 | 1800 | 1800 | 1800
403S-CY-TRAN30 | CY | TRANSITION 30'' (8''X6'' TO DOUBLE 7''X4'') | 1 | 700 | 700 | 700
403S-CY-UPSTREAM TRAN | CY | UPSTREAM CREEK TRANSITION | 1 | 840 | 840 | 840
403S-EA | EA | CONCRETE VAULT (5 FT. X 7 FT.) FOR PRESSURE REDUCING VALVE INCLUDING HATCH AND CONCRETE SUPPORTS FOR GATE VALVES | 1 | 10000 | 10000 | 10000
403S-EA | EA | Pavement repair around 24" or 32" wastewater manhole frame & cover (wastewater manhole diamond), per standard detail 1100S-1, including saw cutting, r | 1 | 1500 | 1500 | 1500
403S-LF | LF | CLASS J CONCRETE FOR TRENCH REPAIR | 3 | 24 | 22 | 25
403S-LF | LF | CLASS J CONCRETE FOR TRENCH REPAIR | 1 | 25 | 25 | 25
403S-LF | LF | CLASS J CONCRETE FOR TRENCH REPAIR FOR RCP | 1 | 22 | 22 | 22
403S-SY | SY | 6" CONCRETE PAVEMENT (CLASS C - INCLUDES 2" SAND CUSHION) | 1 | 45 | 45 | 45
403S-TR | LF | CLASS J CONCRETE FOR TRENCH REPAIR PER LINEAR FOOT | 1 | 24 | 24 | 24
413S-A | LF | LOW MODULUS SILICONE WITH BACKER ROD | 1 | 15 | 15 | 15
413S-A | LF | Sonolastic SL 2 Sealer | 1 | 32 | 32 | 32
414S-C | CY | CAST-IN-PLACE PORTLAND CEMENT CONCRETE RETAINING WALL, INCL. REINFORCEMENT | 1 | 900 | 900 | 900
414S-C | CY | CAST-IN-PLACE PORTLAND CEMENT CONCRETE RETAINING WALL, INCLUDING REINFORCEMENT | 1 | 553 | 553 | 553
414S-C | CY | CAST-IN-PLACE PORTLAND CEMENT CENCRETE RETAINING WALL AND OUTLET STRUCTURE, INCLUDING REINFORCEMENT | 1 | 735.4 | 735.4 | 735.4
414S-C | CY | CAST-IN-PLACE PORTLAND CEMENT CONCRETE RETAINING WALL, INCLUDING REINFORCEMENT - (NORTH POND) | 1 | 340 | 340 | 340
414S-C | CY | CAST-IN-PLACE PORTLAND CEMENT CONCRETE RETAINING WALL, INCLUDING REINFORCEMENT - (ROADWAY WALL) | 1 | 300 | 300 | 300
414S-C | CY | CAST-IN-PLACE PORTLAND CEMENT CONCRETE RETAINING WALL, INCLUDING REINFORCEMENT - (SOUTH POND) | 1 | 300 | 300 | 300
414S-C | CY | CAST-IN-PLACE PORTLAND CEMENT CONCRETE RETAINING WALL, INCLUDING REINFORCEMENT PER CUBIC YARD | 1 | 325 | 325 | 325
414S-C | CY | CAST-IN-PLACE PORTLAND CEMENT CONCRETE RETAINING WALL, INCLUDING REINFORCEMENT, COMPLETE IN PLACE | 1 | 200 | 200 | 200
414S-C | CY | CAST-IN-PLACE PORTLAND CEMENT CONCRETE RETAINING WALL, INLCUDING REINFORCEMENT | 1 | 400 | 400 | 400
414S-C | CY | CAST-ION-PLACE PORTLAND CEMENT CONCRETE RETAINING WALL INCLUDING REINFORCEMENT (60" MAX.) | 1 | 500 | 500 | 500
414SS-C | CY | CAST-IN-PLACE PORTLAND CEMENT CONCRETE RETAINING WALL, INCLUDING REINFORCEMENT | 1 | 350 | 350 | 350
420S-A | LF | DRILLED PIERS FOR PLATFORM AREA (24" DIA.) | 1 | 209 | 209 | 209
420S-A | LF | DRILLED SHAFT, 24" DIAMETER | 1 | 137 | 137 | 137
420S-A-36 | LF | DRILLED SHAFT, 36 IN DIA. | 1 | 200 | 200 | 200
420S-A-42 | LF | DRILLED SHAFT, 42 IN DIA. | 1 | 300 | 300 | 300
420S-A36 | VF | DRILLED SHAFT, 36-IN DIA | 1 | 135 | 135 | 135
430S-A | L.F. | P.C. CONCRETE CURB AND GUTTER | 1 | 30 | 30 | 30
430S-A | LF | P.C. CONCRETE CURB AND GUTTER (EXCAVATION) | 1 | 23 | 23 | 23
430S-A | LF | CONCRETE CURB AND GUTTER (CURB & GUTTER WORK INCL EXCAVATION AND SUBGRADE PREPARATION) INCL. CURB AND GUTTER RAIN GARDEN INLETS | 1 | 156 | 156 | 156
430S-A | LF | P.C. CONCRETE CURB AND GUTTER | 1 | 25 | 25 | 25
430S-A | LF | P.C. CONCRETE CURB AND GUTTER (EXCAVATION) | 8 | 20.925 | 12 | 31
430S-A | LF | P.C. CONCRETE CURB AND GUTTER (INCLUDING EXCAVATION AND SUBGRADE PREPARATION) | 1 | 12 | 12 | 12
430S-A | LF | P.C. CONCRETE CURB ANND GUTTER (EXCAVATION) | 1 | 20 | 20 | 20
430S-A | LF | P.C. Concrete Curb And Gutter (Excavation) | 2 | 24.08 | 8.16 | 40
430S-A | LF | P.C. Concrete Curb and Gutter (Excavation) | 2 | 26.995 | 13.99 | 40
430S-A | LF | P.C. Concrete Curb and Gutter (Excavation), including removal of existing curb and gutter, complete and in place. | 1 | 40 | 40 | 40
430S-A | LF | PC CONCRETE CURB & GUTTER | 1 | 10.5 | 10.5 | 10.5
430S-A | LF | PC CONCRETE CURB AND GUTTER (EXCAVATION) | 6 | 22.2167 | 14 | 40
430S-A | LF | REMOVE/REPLACE P.C. CONCRETE CURB & GUTTER | 1 | 45 | 45 | 45
430S-A | LF | P.C. Concrete Curb and Gutter (Excavation) | 4 | 26.28 | 12.46 | 40
430S-B | L.F. | P.C. CONCRETE CURB & GUTTER (FINE GRADING) | 1 | 12 | 12 | 12
430S-B | LF | 6" CONCRETE CURB AND GUTTER | 1 | 37 | 37 | 37
430S-B | LF | P.C. CONCRETE CURB & GUTTER (FINE GRADING) | 1 | 26 | 26 | 26
430S-B | LF | P.C. CONCRETE CURB AND GUTTER (FINE GRADING) | 3 | 19.7967 | 15 | 29.39
430S-B | LF | P.C. CONCRETE CURB, AND GUTTER (FINE GRADING) | 1 | 44 | 44 | 44
430S-B | LF | PC CONCRETE CURB & GUTTER (FINE GRADING) | 1 | 8 | 8 | 8
430S-B | LF | PC CONCRETE CURB AND GUTTER (FINE GRADING) | 5 | 27.57 | 17.85 | 40
430S-B | LF | PC CONCRETE CURB AND GUTTER (FINE GRADING)_ | 1 | 50 | 50 | 50
430S-D | LF | CONCRETE CURB | 1 | 30 | 30 | 30
430S-E | LF | Construct Concrete Curb And Gutter (Excavation) | 1 | 19.75 | 19.75 | 19.75
430S-E | LF | P.C. CONCRETE LAYDOWN (12-INCH RIBBON) CURB (EXCAVATION) | 1 | 14.7 | 14.7 | 14.7
430S-E | LF | P.C. CONCRETE SIDEWALKS, 4 INCH THICKNESS | 1 | 10 | 10 | 10
430S-G | L.F. | P.C. CONCRETE CURB & 8 INCH GUTTER (FINE GRADING) | 1 | 13 | 13 | 13
430SR | LF | P.C. CONCRETE CURB AND GUTTER. | 1 | 28 | 28 | 28
431S-A | LF | MACHINE LAID CURB AND GUTTER WORK INCLUDING EXCAVATION AND SUBGRADE PREPARATION | 1 | 9 | 9 | 9
432S-4 | S.F. | NEW P.C. CONCRETE SIDEWALKS, 4 INCH THICKNESS | 1 | 4 | 4 | 4
432S-4 | SF | 4" CONCRETE SIDEWALK | 1 | 4 | 4 | 4
432S-4 | SF | NEW P.C. CONCRETE SIDEWALK, 4 INCH THICKNESS | 2 | 8.2 | 8 | 8.4
432S-4 | SF | NEW P.C. CONCRETE SIDEWALKS 4 INCH THICKNESS | 1 | 19 | 19 | 19
432S-4 | SF | NEW P.C. CONCRETE SIDEWALKS, 4 INCH THICKNESS | 8 | 10.3613 | 3.5 | 21
432S-4 | SF | NEW P.C. CONCRETE SIDEWALKS, 4 INCH THICKNESS (6-FOOT WIDE) | 1 | 2.5 | 2.5 | 2.5
432S-4 | SF | NEW PC CONCRETE SIDEWALK, 4 INCH THICKNESS | 2 | 4.2 | 4 | 4.4
432S-4 | SF | NEW PC CONCRETE SIDEWALKS, 4 INCH THICKNESS | 1 | 3.75 | 3.75 | 3.75
432S-4 | SF | NEW PC CONCRETE SIDEWALKS, 4-INCH THICK | 1 | 3.5 | 3.5 | 3.5
432S-4 | SF | New P.C. Concrete Sidewalks, 4 Inch Thickness | 2 | 3.655 | 2.81 | 4.5
432S-4 | SF | New P.C. Concrete Sidewalks, 4 Inch thickness | 1 | 3 | 3 | 3
432S-4 | SF | New P.C. Concrete Sidewalks, 4 inch thickness | 1 | 3.98 | 3.98 | 3.98
432S-5 | SF | CONCRETE SIDEWALK, 5 INCH THICKNESS | 1 | 7.5 | 7.5 | 7.5
432S-5 | SF | NEW P.C. CONCRETE SIDEWALKS, 5 INCH THICKNESS | 1 | 14.64 | 14.64 | 14.64
432S-5 | SF | NEW P.C. CONCRETE SIDEWALKS, 5-INCH THICKNESS, COMPLETE IN PLACE | 1 | 4 | 4 | 4
432S-5 | SF | New P.C. Concrete Sidewalks, 5 Inch Thickness | 1 | 20 | 20 | 20
432S-7 | SF | NEW P.C. CONCRETE SIDEWALKS, 7-INCH THICKNESS, COMPLETE IN PLACE | 1 | 5 | 5 | 5
432S-7 | SF | New P.C. Concrete Sidewalks, 7 Inch Thickness | 1 | 3.7 | 3.7 | 3.7
432S-PRC-1 | LF | PEDESTRIAN RAILING (STANDARD 707S-1) | 1 | 75 | 75 | 75
432S-PRC-2 | LF | PEDESTRIAN ADA RAILING, OPTION 1 (STANDARD 707S-2) | 1 | 85 | 85 | 85
432S-PRC-3 | LF | PEDESTRIAN ADA RAILING, OPTION 2 (STANDARD 707S-3) | 1 | 65 | 65 | 65
432S-PRC-4 | LF | PEDESTRIAN ADA RAILING, OPTION 3 (STANDARD 707S-4) | 1 | 75 | 75 | 75
432S-RP-1 | EA | P.C. SIDEWALK CURB RAMP WITH PAVERS (TYPE 1) | 1 | 950 | 950 | 950
432S-RP-1 | EA | P.C. SIDEWALK CURB RAMP WITH PAVERS (TYPE I) | 2 | 795 | 700 | 890
432S-RP-1 | EA | P.C. Sidewalk Curb Ramp with Pavers (Type I), including removal of existing sidewalk, curb and gutter complete and in place. | 1 | 800 | 800 | 800
432S-RP-1 | EA | P.C. Sidewalk Curb Ramp with Pavers (TypeI) | 1 | 700 | 700 | 700
432S-RP-1 | EA | PC SIDEWALK CURB RAMP WITH PAVERS (TYPE I) | 2 | 905 | 900 | 910
432S-RP-1 | EA | REMOVE & REPLACE SIDEWALK CURB RAMPS W/PAVERS (TYPE I) | 1 | 2450 | 2450 | 2450
432S-RP-1 | EA | REMOVE/REPLACE P.C. CONCRETE SIDEWALK CURB RAMP W/PAVERS | 1 | 1000 | 1000 | 1000
432S-RP-1 | EA | P.C. Sidewalk Curb Ramp with Pavers (Type1) | 1 | 1003.44 | 1003.44 | 1003.44
432S-RP-1 | EA. | P.C. SIDEWALK CURB RAMP WITH PAVERS (TYPE I) | 1 | 800 | 800 | 800
432S-RP-1A | EA | NEW CURB RAMP, COMPLETE, IN PLACE | 1 | 1100 | 1100 | 1100
432S-RP-1A | EA | P.C. SIDEWALK CURB RAMP WITH PAVERS (TYPE IA) | 1 | 840 | 840 | 840
432S-RP-1A | EA | P.C. Sidewalk Curb Ramp with Pavers (Type IA), including removal of existing sidewalk, curb and gutter complete and in place. | 1 | 900 | 900 | 900
432S-RP-1A | EA | P.C. Sidewalk Curb Ramp with Pavers (TypeIA) | 1 | 700 | 700 | 700
432S-RP-1A | EA | PC SIDEWALK CURB RAMP WITH PAVERS (TYPE 1A) | 1 | 1000 | 1000 | 1000
432S-RP-1A | EA | PC SIDEWALK CURB RAMP WITH PAVERS (TYPE IA) | 1 | 680 | 680 | 680
432S-RP-1A | EA. | P.C. SIDEWALK CURB RAMP WITH PAVERS (TYPE IA) | 1 | 600 | 600 | 600
432S-RP-1B | EA | P.C. SIDEWALK CURB RAMP WITH PAVERS (TYPE 1B) | 2 | 1075 | 950 | 1200
432S-RP-1B | EA | P.C. SIDEWALK CURB RAMP WITH PAVERS (TYPE IB) | 2 | 810 | 700 | 920
432S-RP-1B | EA | P.C. SIDEWALK CURB RAMP WITH PAVERS (TYPE IB_, OCMPLETE IN PLACE | 1 | 500 | 500 | 500
432S-RP-1B | EA | P.C. Sidewalk Curb Ramp with Pavers (Type 1B) | 1 | 1003.72 | 1003.72 | 1003.72
432S-RP-1B | EA | P.C. Sidewalk Curb Ramp with Pavers (Type IB), including removal of existing sidewalk, curb and gutter complete and in place. | 1 | 900 | 900 | 900
432S-RP-1B | EA | P.C. Sidewalk Curb Ramp with Pavers (TypeIB) | 1 | 650 | 650 | 650
432S-RP-1B | EA | PC SIDEWALK CURB RAMP WITH PAVERS (TYPE 1B) | 2 | 1175 | 1000 | 1350
432S-RP-1B | EA | PC SIDEWALK CURB RAMP WITH PAVERS (TYPE IB) | 2 | 680 | 460 | 900
432S-RP-1B | EA. | P.C. SIDEWALK CURB RAMP WITH PAVERS (TYPE IB) | 1 | 500 | 500 | 500
432S-SAC-1 | EA | STREETSCAPE BENCH (60 INCHES IN LENGTH) | 1 | 2200 | 2200 | 2200
432S-SAC-3 | EA | STREETSCAPE BICYCLE RACK | 1 | 395 | 395 | 395
432S-SAC-4 | EA | STREETSCAPE TRASH RECEPTACLE | 1 | 1880 | 1880 | 1880
432SR-4 | S.F. | RECONSTRUCT CONCRETE SIDEWALKS TO 4 IN THICKNESS | 1 | 8 | 8 | 8
432SR-4 | SF | RECONSTRUCT CONCRETE SIDEWALKS TO 4" THICKNESS | 1 | 10 | 10 | 10
432SR-4 | SF | RECONSTRUCT CONCRETE SIDEWALKS TO 4" THICKNESS, INCL REMOVAL OF EXISTING SIDEWALK | 1 | 7 | 7 | 7
432SR-4 | SF | RECONSTRUCT CONCRETE SIDEWALKS 4 INCH THICKNESS, INCLUDING REMOVAL OF EXISTING SIDEWALK | 1 | 5 | 5 | 5
432SR-4 | SF | RECONSTRUCT CONCRETE SIDEWALKS T0 4 IN. THICK | 1 | 8 | 8 | 8
432SR-4 | SF | RECONSTRUCT CONCRETE SIDEWALKS TO 4 INCH THICKNESS INCLUDING REMOVAL OF EXISTING SIDEWALK | 1 | 10 | 10 | 10
432SR-4 | SF | RECONSTRUCT CONCRETE SIDEWALKS TO 4 INCH THICKNESS, INCLUDING REMOVAL OF EXISTING SIDEWALK | 6 | 18.0817 | 5 | 27
432SR-4 | SF | RECONSTRUCT CONCRETE SIDEWALKS TO 4 INCH THICKNESS, INCLUDING REMOVALOF EXISTING SIDEWALK | 1 | 18.9 | 18.9 | 18.9
432SR-4 | SF | RECONSTRUCT CONCRETE SIDEWALKS TO 4 INCHES THICKNESS, INCLUDING REMOVAL OF EXISTING SIDEWALK | 2 | 12.5 | 9 | 16
432SR-4 | SF | RECONSTRUCT CONCRETE SIDEWALKS TO 4" THICKNESS, INCLUDING REMOVAL OF EXISTING SIDEWALK | 1 | 32 | 32 | 32
432SR-4 | SF | Reconstruct Concrete Sidewalks to 4 Inch thickness, including removal of existing sidewalk, complete and in place. | 1 | 10 | 10 | 10
432SR-4 | SF | Reconstruct Concrete Sidewalks to 4 inch thickness, including removal of existing sidewalk | 2 | 6.885 | 6.77 | 7
432SR-5 | SF | RECONSTRUCT CONCRETE SIDEWALK TO 5-INCH THICKNESS, INCLUDING REMOVAL OF EX. SIDEWALK | 1 | 5.5 | 5.5 | 5.5
432SR-5 | SF | RECONSTRUCT CONCRETE SIDEWALKS TO 5 INCH THICKNESS, INCLUDING REMOVAL OF EXISTING SIDEWALK | 1 | 19.74 | 19.74 | 19.74
432SR-6 | SF | RECONSTRUCT CONCRETE SIDEWALK TO ORIGINAL THICKNESS, INCL. REMOVAL OF EXISTING SIDEWALK. | 1 | 12 | 12 | 12
433S | SF | TYPE II, PC CONCRETE DRIVEWAY | 1 | 13 | 13 | 13
433S | SF | REPLACE EXISTING CONCRETE DRIVEWAY TYPE II 36" WATER LINE "B" STATION 3+73.43 FROM EXISTING CONSTRUCTION JOINT TO END | 1 | 8 | 8 | 8
433S-A | SF | TYPE 1 P.C. CONCRETE DRIVEWAY | 1 | 8 | 8 | 8
433S-A | SF | TYPE 1 PC CONCRETE DRIVEWAY | 1 | 6 | 6 | 6
433S-A | SF | TYPE I P.C. CONCRETE DRIVEWAYS | 1 | 12 | 12 | 12
433S-A | SF | TYPE I - P.C. CONCRETE DRIVEWAY | 1 | 3.4 | 3.4 | 3.4
433S-A | SF | TYPE I P.C. CONCRETE DRIVAWAY | 1 | 7.77 | 7.77 | 7.77
433S-A | SF | TYPE I P.C. CONCRETE DRIVEWAY | 1 | 13.75 | 13.75 | 13.75
433S-A | SF | TYPE I PC CONCRETE DRIVEWAY | 3 | 7.8333 | 5.5 | 11
433S-A | SF | TYPE II P.C. CONCRETE DRIVEWAY | 1 | 5 | 5 | 5
433S-A | SF | Type I P.C. Concrete Driveway | 1 | 5 | 5 | 5
433S-B | SF | FLARED TYPE I P.C. CONCRETE DRIVEWAY | 1 | 8 | 8 | 8
433S-B | SF | FLARED TYPE I PC CONCRETE DRIVEWAY | 1 | 18 | 18 | 18
433S-B | SF | Flared Type I P.C. Concrete Driveway complete and in place | 1 | 15 | 15 | 15
433S-B | SF | REMOVE/REPLACE FLARED TYPE I CONCRETE DRIVEWAY | 1 | 13 | 13 | 13
433S-C | S.F. | TYPE II P.C. CONCRETE DRIVEWAY | 1 | 6 | 6 | 6
433S-C | S.F. | TYPE II P.C. CONCRETE DRIVEWAY PER COA STANDARD | 1 | 12 | 12 | 12
433S-C | SF | REMOVE/REPLACE TYPE II P.C. CONCRETE DRIVEWAY | 1 | 14 | 14 | 14
433S-C | SF | TYPE II - P.C. CONCRETE DRIVEWAY | 1 | 4 | 4 | 4
433S-C | SF | TYPE II P.C. CONCRETE DRIVEWAY | 4 | 11.72 | 6 | 20
433S-C | SF | TYPE II PC CONCRETE DRIVEWAY | 3 | 8 | 7 | 10
433S-C | SF | Type II P.C. Concrete Driveway | 3 | 5.3333 | 5 | 6
433S-C | SF | Type II P.C. Concrete Driveway | 1 | 5.5 | 5.5 | 5.5
433S-C | SF | Type II P.C. Concrete Driveway | 2 | 6.475 | 5.95 | 7
434S | SF | 4 INCH CONCRETE MEDIANS AND ISLANDS | 1 | 2 | 2 | 2
434S | SF | 6 INCH CONCRETE MEDIANS AND ISLANDS | 1 | 32.96 | 32.96 | 32.96
435S | EA | P.C. CONCRETE STEPS | 1 | 25 | 25 | 25
435S | LF | P.C. CONCRETE STEPS | 3 | 88.4433 | 46 | 150
435S | LF | P.C. Concrete Steps | 1 | 70 | 70 | 70
435S | LF | PC CONCRETE STEPS | 1 | 2 | 2 | 2
436S | SF | CONCRETE VALLEY GUTTERS | 1 | 20 | 20 | 20
436S | SF | P.C. CONCRETE VALLEY GUTTERS | 3 | 9.68 | 6.75 | 12
436S | SF | P.C. Concrete Valley Gutters | 1 | 23.01 | 23.01 | 23.01
436S | SF | PC CONCRETE VALLEY GUTTERS | 1 | 15 | 15 | 15
437S-A | SF | PAVER FRAME AND GRATE, COMPLETE, IN PLACE | 1 | 146 | 146 | 146
437S-B-72 | EA | 72" TREE GRATE AND FRAME, COMLPETE, IN PLACE | 1 | 2210 | 2210 | 2210
439S | EA | PARKING LOT BUMPER CURBS | 2 | 362.65 | 200 | 525.3
470S-D | LF | CURB CUTS FOR DRIVEWAYS | 2 | 27.5 | 25 | 30
480S-LS | LF | 4-INCH X 8-INCH X 16-INCH CONCRETE BLOCKS (PER SHEET 12 OF DRAWINGS) | 1 | 10 | 10 | 10
480S-RP-1 | EA | CURB RAMP WITH PAVER (TYPE I) | 4 | 1928.25 | 1465 | 2500
480S-RP-1A | EA | CURB RAMP WITH PAVER (TYPE IA) | 4 | 1904.75 | 1416 | 2500
480S-RP-1B | EA | CURB RAMP WITH PAVER (TYPE IB) | 4 | 1895 | 1380 | 2500
480SNS | SF | CONCRETE PAVER UNITS FOR SIDEWALK | 1 | 5.5 | 5.5 | 5.5
480SNS | SF | CONCRETE PAVER UNITS FOR SIDEWALKS | 1 | 6 | 6 | 6
480SNS | SF | Concrete Paver Units for Sidewalks, 2-3/8 Inch Thickness | 2 | 3.875 | 3.75 | 4
5 | LS | TRENCH EXCAVATION SAFETY PROTECTION | 1 | 2000 | 2000 | 2000
5 | SY | HMAC PAVEMENT, 2 IN., TYPE C. (COA SPECIFICATION 340S) | 1 | 14.1 | 14.1 | 14.1
501 | LF | JACKING AND BORING WITH WELDED STEEL ENCASEMENT/CARRIER PIPE, 48" DIA | 1 | 600 | 600 | 600
501S | LF | 20" JACK OR BORE (WL ''B'' STA. 7+96) INCL. FURNISHING, HAULING, INSTALLING REQUIRED MATERIALS, ENCASEMENT PIPE GROUTING AND INCIDENTALS TO COMPLETE~1~250~250~250~
501S | LF | 32" JACK OR BORE (WL ''A'' STA. 3+00) INCL. FURNISHING, HAULING, INSTALLING REQUIRED MATERIALS, ENCASEMENT PIPE, GROUTING AND INCIDENTALS TO COMPLET~1~400~400~400~
501S | LF | 32" JACK OR BORE (WL ''A'' STA. 37+50) INCL. FURNISHING, HAULING, INSTALLING REQUIRED MATERIALS, ENCASEMENT PIPE, GROUTING AND INCIDENTALS TO COMPLE~1~775~775~775~
501S | LF | 32" JACK OR BORE (WL ''A'' STA. 41+00) INCL. FURNISHING, HAULING, INSTALLING REQUIRED MATERIALS, ENCASEMENT PIPE GROUTING AND INCIDENTALS TO COMPLET~1~400~400~400~
501S | LF | 32" JACK OR BORE (WL ''A'' STA. 42+91) INCL. FURNISHING, HAULING, INSTALLING REQUIRED MATERIALS, ENCASEMENT PIPE, GROUTING AND INCIDENTALS TO COMPLE~1~400~400~400~
501S | LF | JACKING OR BORING 30" STEEL CASING | 1 | 478 | 478 | 478
501S | LF | JACKING OR BORING 42" PIPE, STEEL PIPE, SCHEDULE-XS | 1 | 600 | 600 | 600
501S | LF | JACKING OR BORING, 30" ASTM A134 MIN. 3/8" THICK STEEL ENCASEMENT PIPE | 1 | 475 | 475 | 475
501S | LF | 54-INCH DIA. BORE AND STEEL ENCASEMENT PIPE, 0.500-INCH WALL THICKNESS, WITH CASING SPACERS, COMPLETE AND IN-PLACE | 1 | 550 | 550 | 550
501S | LF | Boring 16 Inch Pipe, Steel, Schedule XS | 1 | 350 | 350 | 350
501S | LF | JACKING AND BORING 36" STEEL CASING PIPE (3/8) INCH WALL) WITH 24" D.I. CLASS 250 WATER PIPE, RUNNERS WITH RESTRAINED JOINTS AND END CAPS WITH TRENCH | 1 | 569 | 569 | 569
501S | LF | JACKING AND BORING WITH WELDED STEEL ENCASEMENT/CARRIER PIPE, 36" DIA | 1 | 555 | 555 | 555
501S | LF | JACKING OR BORING 12 IN. PIPE, CLASS C-900 | 1 | 483.78 | 483.78 | 483.78
501S | LF | JACKING OR BORING 20" PIPE, 1/2" STEEL PER LINEAR FOOT | 1 | 350 | 350 | 350
501S | LF | JACKING OR BORING 36-IN STEEL CASING PIPE ASTM A134 | 1 | 625 | 625 | 625
501S | LF | JACKING OR BORING 52" DIA., ASTM A139 (MIN.) 3/8" STEEL PIPE | 1 | 625 | 625 | 625
501S | LF | JACKING OR BORING 54" PIPE, 3/8" STEEL PER LINEAR FOOT | 1 | 1150 | 1150 | 1150
501S | LF | JACKING OR BORING 60-INCH DIA., 3/8 INCH THICK STEEL PIPE | 1 | 740 | 740 | 740
501S-1 | LF | JACKING OR BORING 30" DIA. ASTM A134 STEEL PIPE | 1 | 600 | 600 | 600
501S-24-250 | LF | JACK BORE & TUNNEL, 24" CLASS 250 DI WL, TO INCL 36" STEEL ENCASEMENT AND SPACERS, COMPLETE IN PLACE | 1 | 491.87 | 491.87 | 491.87
501S-30 | LF | JACKING OR BORING 30" STEEL CASING, .5" WALL | 1 | 600 | 600 | 600
501S-30 | LF | JACKING OR BORING 30-INCH DIA. STEEL PIPE, 3/8 INCH THICK | 1 | 360 | 360 | 360
501S-48-W | LF | JACKING OR BORING 48 IN. PIPE, 3/8" THICK, CLASS 250, COMPLETE AND IN PLACE | 1 | 600 | 600 | 600
501S-54 | LF | JACKING OR BORING 54-INCH DIA. 3/8 INCH STEEL PIPE | 1 | 585 | 585 | 585
501S-72 | LF | JACKING OR BORING 72" RCP, CLASS V | 1 | 1300 | 1300 | 1300
501S-8X8BC | LF | JACKING OR BORING 8 FT X 6 FT REINFORCED CONCRETE BOX | 1 | 2000 | 2000 | 2000
501S-B | LF | ENCASEMENT PIPE 12" DIA, TYPE C-900 | 1 | 60.33 | 60.33 | 60.33
501S-P1 | EA | BORE ENTRY PIT | 1 | 6000 | 6000 | 6000
501S-P2 | EA | BORE EXIT PIT | 1 | 3000 | 3000 | 3000
501S-W | LF | BORING FOR 12" D.I. CLASS 250 WATER LINE | 1 | 700 | 700 | 700
503S | LS | TRENCH FRAME WITH GRATED COVER (HEAVY DUTY) | 1 | 7600 | 7600 | 7600
504S-1RM | EA | REPOSITION/ADJUST WATER METER | 1 | 1300 | 1300 | 1300
504S-1RM | EA | REPOSITIONING & ADDJUSTING WATER METERS | 1 | 425 | 425 | 425
504S-1RM | EA | REPOSITIONING & ADJUSTING WATER METERS | 1 | 300 | 300 | 300
504S-1RM | EA | REPOSITIONING AND ADJUSTING WATER METERS | 2 | 265 | 230 | 300
504S-1WM | EA | ADJUSTING WATER METERS | 4 | 325 | 100 | 500
504S-3G | EA | ADJUSTING GAS VALVE BOXES TO GRADE | 2 | 312.5 | 300 | 325
504S-3W | EA | ADJUST WATER VALVE BOXES TO GRADE | 1 | 400 | 400 | 400
504S-3W | EA | ADJUSTING WATER VALVE BOXES TO GRADE | 14 | 400.7143 | 190 | 950
504S-4PB | EA | ADJUSTING PULL BOXES TO GRADE | 3 | 316.6667 | 100 | 550
505S | LF | 16" DIAMETER, 3/8" THICK STEEL ENCASEMENT PIPE WITH SPACERS | 1 | 123 | 123 | 123
505S-14B | LF | ENCASEMENT PIPE 14" DIA, TYPE STEEL | 1 | 95 | 95 | 95
505S-18B | LF | ENCASEMENT PIPE 18" DIA, TYPE STEEL | 1 | 115 | 115 | 115
505S-24A | LF | CONCRETE ENCASEMENT FOR 24" DIA PIPE | 1 | 60 | 60 | 60
505S-8A | LF | CONCRETE ENCASEMENT FOR 8" DIA PIPE | 1 | 35 | 35 | 35
505S-A | LF | CONCRETE ENCASEMENT FOR 16" DIA. PIPE | 1 | 30 | 30 | 30
505S-A | LF | CONCRETE ENCASEMENT FOR 16" DIA. PIPE | 1 | 100 | 100 | 100
505S-A | LF | CONCRETE ENCASEMENT FOR 8-INCH DIAMETER PIPE | 1 | 30 | 30 | 30
505S-A-12 | LF | CONCRETE ENCASEMENT FOR 12" PIPE | 1 | 80 | 80 | 80
505S-A-12 | LF | Concrete Encasement for 12┐ Dia Pipe | 3 | 44.37 | 35 | 60
505S-A-15 | LF | Concrete Encasement for 15┐ Dia Pipe | 1 | 45 | 45 | 45
505S-A-24 | L.F. | CONCRETE ENCASEMENT FOR 24 IN DIAM. FRPM PIPE | 1 | 80 | 80 | 80
505S-A-24 | LF | Concrete Encasement for 24┐ Dia Pipe | 1 | 80 | 80 | 80
505S-A-8 | LF | CONCRETE ENCASEMENT FOR 8" PIPE | 1 | 70 | 70 | 70
505S-A-8 | LF | CONCRETE ENCASEMENT FOR 8" DIA. PIPE | 1 | 20 | 20 | 20
505S-A-8 | LF | Concrete Encasement for 8┐ Dia Pipe | 3 | 35 | 25 | 45
505S-A1 | CY | Concrete encasement for pipe ┐ all sizes, all depths, complete and in place. | 1 | 120 | 120 | 120
505S-A8 | LF | CONCRETE ENCASEMENT FOR 8 INCH DIA. PIPE | 1 | 16 | 16 | 16
505S-B | LF | 20" STEEL ENCASEMENT (WL ''B''STA. 1+76) INCL. EXCAVATION, FURNISHING PIPE, PIPE SPACERS, BACKFILL AND INCIDENTALS TO COMPLETE WORK | 1 | 130 | 130 | 130
505S-B | LF | ENCASEMENT PIPE 30" DIA. ASTM A134 STEEL | 1 | 200 | 200 | 200
505S-B | LF | ENCASEMENT PIPE 12 IN DIA. TYPE DUCTILE IRON | 1 | 50 | 50 | 50
505S-B | LF | ENCASEMENT PIPE 16 IN DIA. C 900 WITH SPACERS | 1 | 100 | 100 | 100
505S-B | LF | ENCASEMENT PIPE 16" DIA., TYPE C-900 | 1 | 82 | 82 | 82
505S-B | LF | ENCASEMENT PIPE 52" MINIMUM DIAMETER, STEEL | 1 | 425 | 425 | 425
505S-B | LF | ENCASEMENT PIPE, 16" DIA STEEL PIPE | 1 | 80 | 80 | 80
505S-B-12 | LF | ENCASEMENT PIPE 12" IN DIA. TYPE ASTM 134 STEEL, 3/8" MIN. THICKNESS | 1 | 100 | 100 | 100
505S-B-18 | LF | Encasement Pipe 18┐ Dia., Type Steel | 1 | 65 | 65 | 65
505S-B-24 | LF | ENCASEMENT PIPE 24" STEEL CASING (3/8 INCH WALL) WITH 16" D.I. CLASS 250 WATER PIPE, RUNNERS WITH RESTRAINED JOINTS AND END CAPS. FITTINGS ARE SUBSIDI | 1 | 160 | 160 | 160
505S-B-24 | LF | Encasement Pipe 24 Dia., Type Steel | 1 | 117.16 | 117.16 | 117.16
505S-B-24 | LF | Encasement Pipe 24┐ Dia., Type Steel | 1 | 80 | 80 | 80
505S-B-24 ASTM D-3262 | LF | ENCASEMENT PIPE 24" ASTM D-3262 (72) WITH 12" D.I. CLASS 250 WATER PIPE, RUNNERS WITH RETRAINED JOINTS AND END CAPS. FITTINGS ARE SUBSIDIARY TO THE BI | 1 | 220 | 220 | 220
505S-B-26 | LF | Encasement Pipe 26┐ Dia., Type Steel | 1 | 70 | 70 | 70
505S-B-36 | LF | 36" STEEL ENCASEMENT AND SPACERS, COMPLETE IN PLACE | 1 | 212.36 | 212.36 | 212.36
505S-B-36 | LF | ENCASEMENT PIPE WITH 36" STEEL CASING (3/8 INCH WALL) WITH 24" D.I. CLASS 250 WATER PIPE, RUNNERS WITH RESTRAINED JOINTS AND END CAPS. FITTINGS ARE SU | 1 | 300 | 300 | 300
505S-B-36 ASTM D-3262 | LF | ENCASEMENT PIPE 36" ASTM D-3262 (72) WITH 24" D.I. CLASS 250 WATER PIPE, RUNNERS WITH RETRAINED JOINTS AND END CAPS. FITTINGS ARE SUBSIDIARY TO THE BI | 1 | 300 | 300 | 300
505S-B12 | LF | ENCASEMENT PIPE 12-INCH DIA., TYPE STEEL | 1 | 80.09 | 80.09 | 80.09
505S-B16 | LF | ENCASEMENT PIPE 16-INCH DIA., TYPE STEEL | 1 | 120 | 120 | 120
505S-B18 | LF | ENCASEMENT PIPE 18" DIA, TYPE SDR35 PVC | 1 | 50 | 50 | 50
505S-B20 | LF | ENCASEMENT PIPE 20-INCH DIA., TYPE STEEL | 1 | 109.67 | 109.67 | 109.67
505S-B24 | LF | ENCASEMENT PIPE 24" DIA, TYPE STEEL ASTM A134 WITH MIN THICKNESS OF 3/8 INCH | 1 | 200 | 200 | 200
505S-B24 | LF | ENCASEMENT PIPE 24-INCH DIA., TYPE STEEL | 1 | 180 | 180 | 180
505S-B24 | LF | ENCASEMENT PIPE, 24-INHC DIA. STEEL, 3/8 INCH THICK | 1 | 40 | 40 | 40
505S-B30 | LF | ENCASEMENT PIPE 30-INCH DIA., TYPE STEEL | 1 | 170 | 170 | 170
505S-B4 | LF | ENCASEMENT PIPE 4" DIA, TYPE SDR35 PVC | 1 | 12 | 12 | 12
505S-B6 | LF | ENCASEMENT PIPE 6" DIA, TYPE SDR35 PVC | 1 | 12 | 12 | 12
505S-B60 | LF | ENCASEMENT PIPE, 60" DIA., STEEL WITH CASING SPACERS BY OPEN CUT, 1/2" THICKNESS/ASTM A134 | 1 | 320 | 320 | 320
506 2WW-1 | EA | MAJOR MANHOLE HEIGHT ADJUSTMENT, 48" DIA., DEPTH 2 FEET TO 6 FEET, COMPLETE AND IN PLACE | 1 | 4700 | 4700 | 4700
506 2WW-2 | EA | MAJOR MANHOLE HEIGHT ADJUSTMENT, 48" DIA., DEPTH 6 FEET TO 9 FEET, COMPLETE AND IN PLACE | 1 | 6250 | 6250 | 6250
506 2WW-3 | EA | MAJOR MANHOLE HEIGHT ADJUSTMENT, 48" DIA., DEPTH 9 FEET TO 12 FEET, COMPLETE AND IN PLACE | 1 | 8025 | 8025 | 8025
506 2WW-4 | EA | MAJOR MANHOLE HEIGHT ADJUSTMENT, 48" DIA., EXTRA DEPTH GREATER THAN 12 FEET, COMPLETE AND IN PLACE | 1 | 890 | 890 | 890
506 2WW48 | EA | MAJOR MANHOLE HEIGHT ADJUSTMENT, 48" DIA. (W.W. MANHOLE) | 1 | 1600 | 1600 | 1600
506 4 | EA | MINOR MANHOLE HEIGHT ADJUSTMENT | 2 | 477.5 | 455 | 500
506 4WW | EA | MINOR MANHOLE ADJUSTMENT, 48" DIA., DEPTH 0 FEET TO 2 FEET, COMPLETE AND IN PLACE | 1 | 1700 | 1700 | 1700
506 AB-SW | EA | ABANDONMENT OF EXISTING MANHOLES: (STORM DRAIN) | 1 | 1000 | 1000 | 1000
506 ABWW | EA | Abandonment of Existing Manhole | 2 | 750 | 500 | 1000
506 ABWW1 | EA | Abandon existing manhole in pavement, all depths, separate payment for CLSM, complete and in place. | 1 | 700 | 700 | 700
506 ABWW2 | EA | Abandon existing manhole in non-pavement, all depths, separate payment for CLSM, complete and in place. | 1 | 700 | 700 | 700
506 ABWW3 | VF | Complete removal of existing manhole while relaying wastewater line, complete and in place ┐ only paid when a new manhole is not installed at the same | 1 | 100 | 100 | 100
506 B 6X6 | EA | PILOT KNOB SUMMARY OF WORK ITEM PK-3; BOX MANHOLE, 6'' INSIDE X 6'' INSIDE, INCLUDING PIPE CONNECTIONS, INTERNAL WEIR WALL, MANHOLE RING AND COVER, RE | 1 | 11500 | 11500 | 11500
506 CD1 | EA | Concrete diamond around existing or new manhole 24┐ frame, complete and in place. | 1 | 300 | 300 | 300
506 CD2 | EA | Concrete diamond around existing or new manhole 32┐ frame, complete and in place. | 1 | 400 | 400 | 400
506 DWW | EA | Drop Manhole w/ Pre-cast Base, 48" Dia. | 1 | 4800 | 4800 | 4800
506 DWW | EA | Drop Manhole w/ Pre-cast Base, 48┐ Dia. | 1 | 5000 | 5000 | 5000
506 EDM SW | LVF | EXTRA DEPTH SW MANHOLE, 5'' DIA | 1 | 200 | 200 | 200
506 EDM WW | LVF | EXTRA DEPTH WW MANHOLE, 4'' DIA | 1 | 250 | 250 | 250
506 EDM-SW | VLF | EXTRA DEPTH STORM WATER, 6'' DIA (VERTICAL LINEAR FEET) | 1 | 250 | 250 | 250
506 EDM-WW | VLF | EXTRA DEPTH WASTEWATER (VERTICAL LINEAR FEET) | 1 | 225 | 225 | 225
506 EDMWW | LVF | Extra Depth Wastewater Manhole, 48┐ Dia. | 2 | 260 | 250 | 270
506 EDMWW1 | VF | Extra Depth Wastewater Manhole, 48 Inch Dia., complete and in place. | 1 | 500 | 500 | 500
506 EDMWW2 | VF | Extra Depth Wastewater Manhole, 60 Inch Dia., complete and in place. | 1 | 800 | 800 | 800
506 EDMWW3 | VF | Extra Depth Wastewater Manhole, 72 Inch Dia., complete and in place. | 1 | 1000 | 1000 | 1000
506 EDMWW4 | LF | EXTRA DEPTH WW MANHOLE, 4 FEET DIA. | 1 | 175 | 175 | 175
506 EDS1 | VF | External drop structure 8 inch pipe for 48┐ and 60 Inch manholes, including concrete encasement, complete and in place. | 1 | 100 | 100 | 100
506 EDS2 | VF | External drop structure 12 inch pipe for 48┐ and 60 Inch manholes, including concrete encasement, complete and in place. | 1 | 130 | 130 | 130
506 EDS3 | VF | External drop structure 15 inch pipe for 48┐ and 60 Inch manholes, including concrete encasement, complete and in place. | 1 | 145 | 145 | 145
506 IDS1 | EA | Internal drop structure per special detail and standard specification, using Reliner/Duran A-6 or equivalent, all drop lengths, installed using stainl | 1 | 5000 | 5000 | 5000
506 M1WW | EA | Standard Pre-cast Manhole w/ Cast in Place Base, 48" Dia. | 1 | 4600 | 4600 | 4600
506 M1WW1 | EA | Standard Precast Manhole w/CIP Base, 48┐ Dia., 4 feet to 8 feet in depth, complete and in place. | 1 | 5000 | 5000 | 5000
506 M1WW2 | EA | Standard Precast Manhole w/CIP Base, 60┐ Dia., 4 feet to 8 feet in depth, complete and in place. | 1 | 6000 | 6000 | 6000
506 M1WW3 | EA | Standard Precast Manhole w/CIP Base, 72┐ Dia., 4 feet to 8 feet in depth, complete and in place. | 1 | 7500 | 7500 | 7500
506 M4 SW | EA | STANDARD PRE-CAST MANHOLE W PRE-CAST BASE, 4'' DIA | 1 | 4000 | 4000 | 4000
506 M4 WW | EA | STANDARD PRE-CAST MANHOLE W PRE-CAST BASE, 4'' DIA | 1 | 4750 | 4750 | 4750
506 M5 SW | EA | STANDARD PRE-CAST MANHOLE W PRE-CAST BASE, 5'' DIA | 1 | 5000 | 5000 | 5000
506 MSW4 | EA | STANDARD PRE-CAST MANHOLE W/PRE-CAST BASE, 4'' DIA. | 1 | 3000 | 3000 | 3000
506 MSW5 | EA | STANDARD PRE-CAST MANHOLE W/PRE-CAST BASE, 5'' DIA. | 1 | 4200 | 4200 | 4200
506 MSW6 | EA | STANDARD PRE-CAST MANHOLE W/PRE-CAST BASE, 6'' DIA. | 1 | 5100 | 5100 | 5100
506 MSW7 | EA | STANDARD PRE-CAST MANHOLE W/PRE-CAST BASE, 7'' DIA. | 1 | 7200 | 7200 | 7200
506 MSWW1 | EA | Shallow Precast Manhole with Pre-Cast Base, 48┐ Dia., 0 feet to 4 feet in depth, complete and in place. | 1 | 2500 | 2500 | 2500
506 MSWW2 | EA | Shallow Precast Manhole with Cast in Place Base, 48┐ Dia., 0 feet to 4 feet in depth, complete and in place. | 1 | 3000 | 3000 | 3000
506 MWW | EA | Standard Pre-cast Manhole w/ Pre-cast Base, 48" Dia. | 2 | 4000 | 4000 | 4000
506 MWW1 | EA | Standard Precast Manhole w/Pre-Cast Base, 48┐ Dia., 4 feet to 8 feet in depth, complete and in place. | 1 | 4500 | 4500 | 4500
506 MWW2 | EA | Standard Precast Manhole w/Pre-Cast Base, 60┐ Dia., 4 feet to 8 feet in depth, complete and in place. | 1 | 6500 | 6500 | 6500
506 MWW3 | EA | Standard Precast Manhole w/Pre-Cast Base, 72┐ Dia., 4feet to 8 feet in depth, complete and in place. | 1 | 7000 | 7000 | 7000
506 Q1 | JOINT | External waterproofing of 48 Inch diameter manhole joint using SPL WW146A, complete and in place. | 1 | 350 | 350 | 350
506 Q2 | JOINT | External waterproofing of 60 Inch diameter manhole joint using SPL WW146A, complete and in place | 1 | 450 | 450 | 450
506 Q3 | JOINT | External waterproofing of 72 Inch diameter manhole joint using SPL WW146A, complete and in place | 1 | 550 | 550 | 550
506 R1 | EA | Remove existing 24 inch frame and cover and install new 24 inch dia., frame, cover, and lid, bring to grade, complete and in place. | 1 | 800 | 800 | 800
506 R2 | EA | Remove existing 24 inch frame and cover, cut/chip cone to enlarge opening; install new 32 inch dia., frame, cover, and lid, bring to grade, complete a | 1 | 900 | 900 | 900
506 R3 | EA | Remove existing 32 inch frame and cover and install new 32 inch dia., frame, cover, and lid, bring to grade, complete and in place. | 1 | 950 | 950 | 950
506 S5 SW | EA | SPECIAL MANHOLE, 5'' DIA (ACCESS POINT) | 1 | 3500 | 3500 | 3500
506 SLWW | LVF | Structural Lining of Existing Wastewater Manhole | 2 | 150 | 100 | 200
506 SMM1 | EA | Special Mini Manhole, 24┐ dia., per standard detail 506S-14, depth 0 feet to 4 feet in depth, complete and in place. | 1 | 2000 | 2000 | 2000
506 SMM2 | EA | Special Mini Manhole, 24┐ dia., per standard detail 506S-14, depth 4 feet to 8 feet in depth, complete and in place. | 1 | 2200 | 2200 | 2200
506 SMM3 | EA | Special Mini Manhole, 24┐ dia., per standard detail 506S-14, depth 8 feet to 12 feet in depth, complete and in place. | 1 | 2400 | 2400 | 2400
506 SSW | EA | STANDARD PRE-CAST MANHOLE W/PRE-CAST BASE, 48" DIAMETER | 1 | 4000 | 4000 | 4000
506-24 | EA | MAJOR MANHOLE HEIGHT ADJUSTMENT, 4'' DIA. | 1 | 1000 | 1000 | 1000
506-2SW | EA | MAJOR MANHOLE HEIGHT ADJUSTMENT, 24" DIA | 1 | 800 | 800 | 800
506-3.A | VF | MANHOLE REHABILITATION - STRUCTURAL/HIGH SULFIDE | 1 | 500 | 500 | 500
506-4WW | EA | MINOR MANHOLE HEIGHT ADJUSTMENT, 4'' DIA | 2 | 800 | 600 | 1000
506-4WW | EA | MINOR MANHOLE HEIGHT ADJUSTMENT, 4'' DIA. | 1 | 700 | 700 | 700
506-4WW4 | EA | MINOR MANHOLE HEIGHT ADJUSTMENT, 4 FEET DIA. | 1 | 30 | 30 | 30
506-AB | EA | ABANDONMENT OF EXISTING MANHOLE | 1 | 886.03 | 886.03 | 886.03
506-AB4 | EA | ABANDONMENT OF EXISTING MANHOLE | 1 | 1000 | 1000 | 1000
506-ABSW | EA | ABANDONMENT OF EXISTING MANHOLES | 1 | 600 | 600 | 600
506-ABSW | EA. | Abandonment of Existing Manholes | 1 | 200 | 200 | 200
506-ABSW | EA. | Abandonment of Existing Storm Water Manholes | 1 | 786.43 | 786.43 | 786.43
506-ABWW | EA | ABANDONMENT OF EXISTING MANHOLES | 2 | 750 | 500 | 1000
506-ABWW | EA | ABANDONMENT OF EXISTING MANHOLES: | 1 | 2000 | 2000 | 2000
506-ABWW | EA | ABANDONMENT OF EXISTING WASTEWATER MANHOLES | 1 | 355 | 355 | 355
506-BSW-10x10 | EA. | Box Manhole, 10ft x 10ft | 1 | 10500 | 10500 | 10500
506-BSW-12x12 | EA. | Box Manhole, 12ft x 12ft | 1 | 15000 | 15000 | 15000
506-BSW-5x5 | EA. | Box Manhole, 5ft x 5ft | 1 | 3000 | 3000 | 3000
506-BSW-6x6 | EA. | Box Manhole, 6ft x 6ft | 2 | 3947.955 | 3800 | 4095.91
506-BSW-7x7 | EA. | Box Manhole, 7ft x 7ft | 2 | 6055.695 | 6011.39 | 6100
506-BSW-8x8 | EA. | Box Manhole, 8ft x 8ft | 2 | 10208.855 | 7400 | 13017.71
506-BSW6X6 | EA | BOX MANHOLE 6'' X 6'' | 1 | 7000 | 7000 | 7000
506-CN HORSESHOE | EA | CONNECTION TO EXISTING HORSESHOE | 1 | 8000 | 8000 | 8000
506-CNSW | EA | CONNECTION TO EXISTING 48-IN. PIPE | 1 | 803.99 | 803.99 | 803.99
506-CNSW | EA | CONNECTION TO EXISTING MANHOLES | 1 | 2500 | 2500 | 2500
506-CNSW | EA. | Connection to Existing Storm Water Pipe | 2 | 860.38 | 720.76 | 1000
506-CNWW | EA | CONNECTION TO EXISTING MANHOLE, INCLUDING REPLACING CONE, RING AND COVER, REBUILDING INVERT, AND REHABILITATION/COATING INTERIOR WALLS | 1 | 2750 | 2750 | 2750
506-CNWW | EA | CONNECTION TO EXISTING MANHOLES | 1 | 3000 | 3000 | 3000
506-CNWW | EA | CONNECTION TO EXISTING WASTEWATER MANHOLE | 1 | 600 | 600 | 600
506-CNWW | EA | CONNECTION TO EXISTING WW MANHOLE | 1 | 2500 | 2500 | 2500
506-D1WW | EA | DROP MANHOLE W/C.I.P. BASE, 48-IN. DIA. | 1 | 7683.9 | 7683.9 | 7683.9
506-DWW4 | EA | DROP MANHOLE W/PRECAST BASE, 4'' DIA. | 1 | 4080 | 4080 | 4080
506-DWW4 | EA | DROP MANHOLE WITH PRE-CAST BASE, 48" DIA. | 1 | 4500 | 4500 | 4500
506-DWW6 | EA | DROP MANHOLE W/ PRE-CAST BASE, 6'' DIA | 1 | 12000 | 12000 | 12000
506-DWW8 | EA | DROP MANHOLE W/ PRE-CAST BASE, 8'' DIA | 1 | 13000 | 13000 | 13000
506-EDM | VF | MANHOLE DEPTH GREATER THAN 8'', ALL DIAMETERS | 1 | 587 | 587 | 587
506-EDM4 | LVF | EXTRA DEPTH MANHOLE, 48 INCH DIA | 1 | 250 | 250 | 250
506-EDMSW-10x10 | LVF | Extra Depth Storm Water Box Manhole, 10ft. x 10ft. | 1 | 970 | 970 | 970
506-EDMSW-12x12 | LVF | Extra Depth Storm Water Box Manhole, 12ft. x 12ft. | 1 | 1100 | 1100 | 1100
506-EDMSW-48 | LVF | Extra Depth Storm Water Standard Manhole, 48" Dia. | 1 | 200 | 200 | 200
506-EDMSW-7x7 | LVF | Extra Depth Storm Water Box Manhole, 7ft. x 7ft. | 1 | 550 | 550 | 550
506-EDMSW4 | LF | EXTRA DEPTH SW MANHOLE, 4 FEET DIA. | 1 | 85 | 85 | 85
506-EDMSW4 | VF | EXTRA DEPTH MANHOLE (4'' DIA) | 1 | 105 | 105 | 105
506-EDMSW5 | VF | EXTRA DEPTH MANHOLE (5''DIA) | 1 | 175 | 175 | 175
506-EDMW W4 | LINEAR VERTICAL FOOT | EXTRA DEPTTH STANDARD PRE-CAST MANHOLE WITH CIP BASE, 48" DIAMETER, COMPLETE AND IN PLACE | 1 | 540 | 540 | 540
506-EDMW-84 | VF | EXTRA DEPTH SPECIAL MANHOLE, 84" DIA., PER VERTICAL FOOT | 2 | 240 | 240 | 240
506-EDMWW | VF | EXTRA DEPTH STANDARD MANHOLE, 48" DIA | 1 | 646 | 646 | 646
506-EDMWW | VF | EXTRA DEPTH SPECIAL MANHOLE, 96" DIAMETER, CONCRETE WITH LINER | 1 | 595 | 595 | 595
506-EDMWW5 | VF | EXTRA DEPTH WASTEWATER MANHOLE, 5'' DIA | 1 | 500 | 500 | 500
506-EDMWW6 | VF | EXTRA DEPTH WASTEWATER MANHOLE, 6'' DIA | 1 | 700 | 700 | 700
506-EDMWW8 | VF | EXTRA DEPTH WASTEWATER MANHOLE, 8'' DIA | 1 | 900 | 900 | 900
506-J8X4 | EA | JUNCTION BOX (8'' X 4'') | 1 | 6800 | 6800 | 6800
506-JSW10X10 | EA | JUNCTION BOX MANHOLE, 10 FT. X 10 FT. | 1 | 24000 | 24000 | 24000
506-JSW5X5 | EA | JUNCTION BOX MANHOLE, 5 FT. X 5 FT. | 1 | 8000 | 8000 | 8000
506-JSW6X6 | EA | JUNCTION BOX MANHOLE, 6 FT. X 6 FT. | 1 | 12000 | 12000 | 12000
506-JSW6X8 | EA | JUNCTION BOX MANHOLE, 6 FT. X 8 FT. | 1 | 13000 | 13000 | 13000
506-JSW8X10 | EA | JUNCTION BOX MANHOLE, 8 FT. X 10 FT. | 1 | 25000 | 25000 | 25000
506-JWW | EA | JUNCTION BOX, 14'', INCLUDING MANHOLE REMOVAL, LINER, CLSM BACKFILL PER DETAIL 1, C-9 | 1 | 90000 | 90000 | 90000
506-M14 | EA | STANDARD PRE-CAST MANHOLE W/ CIP BASE, 48 INCH DIA | 1 | 3200 | 3200 | 3200
506-M14 | EA | STANDARD PRE-CAST MANHOLE W/CIP BASE, 4'' DIA. | 1 | 2950 | 2950 | 2950
506-M15 | EA | STANDARD PRE-CAST MANHOLE W/ CIP BASE, 60 INCH DIA | 1 | 6000 | 6000 | 6000
506-M1WW | EA | STANDARD PRE-CAST MANHOLE W/ CIP BASE, 48" DIA | 1 | 7500 | 7500 | 7500
506-M1WW | EA | STANDARD PRE-CAST MANHOLE W/C.I.P. BASE, 48-IN. DIA. | 1 | 7000 | 7000 | 7000
506-M1WW4 | EA | STAMDARD PRE-CAST MANHOLE W/CIP BASE, 4'' DIA. | 1 | 3800 | 3800 | 3800
506-M4 | EA | STANDARD PRE-CAST MANHOLE W/ PRE-CAST BASE, 4'' DIA | 1 | 3000 | 3000 | 3000
506-M48 | EA | NEW WW MANHOLE 48" DIA. 0-8'' | 1 | 6200 | 6200 | 6200
506-M60 | EA | NEW WW MANHOLE 60" DIA. 0-8'' | 1 | 9000 | 9000 | 9000
506-M72 | EA | NEW WW MANHOLE 72" DIA. 0-8'' | 1 | 10000 | 10000 | 10000
506-M84 | EA | NEW WW MANHOLE 84" DIA. 0-8'' | 1 | 20000 | 20000 | 20000
506-MET | EA | FURNISH HACH SIGMA 930T AREA VELOCITY FLOW METER | 1 | 20000 | 20000 | 20000
506-MSW-48 | EA. | Standard Pre-Cast Manhole w/ Pre-Cast Base, 48" Dia. | 1 | 2600 | 2600 | 2600
506-MSW-60 | EA. | Standard Pre-Cast Manhole w/ Pre-Cast Base, 60" Dia. | 1 | 3000 | 3000 | 3000
506-MSW4 | EA | STANDARD PRE-CAST MANHOLE W/ PRE-CAST BASE, 4'' DIA | 1 | 2500 | 2500 | 2500
506-MSW4 | EA | STANDARD PRE-CAST MANHOLE W/PRE-CAST BASE 48" DIA. | 1 | 4000 | 4000 | 4000
506-MSW48 | EA. | Standard Pre-Cast Manhole w/ Pre-Cast Base, 48" Dia. | 1 | 2646.89 | 2646.89 | 2646.89
506-MSW5 | EA | STANDARD PRE-CAST MANHOLE W/ PRE-CAST BASE, 5'' DIA | 1 | 3400 | 3400 | 3400
506-MSW5 | EA | STANDARD PRE-CAST MANHOLE W/PRE-CAST BASE 60" DIA. | 1 | 6000 | 6000 | 6000
506-MSW60 | EA. | Standard Pre-Cast Manhole w/ Pre-Cast Base, 60" Dia. | 1 | 3603.87 | 3603.87 | 3603.87
506-MWW | EA | STANDARD PRE-CAST MANHOLE W/PRE-CASE BASE, 4 FOOT DIA. | 1 | 4000 | 4000 | 4000
506-MWW | EA | STANDARD PRE-CAST MANHOLE W/ PRE-CAST BASE, 48" DIA | 1 | 7000 | 7000 | 7000
506-MWW-1 | EA | STANDARD PRE-CAST MANHOLE WITH CIP BASE, 48" DIAMETER, DEPTH 0'' TO 8'', COMPLETE AND IN PLACE | 1 | 6000 | 6000 | 6000
506-MWW-2 | EA | STANDARD PRE-CAST MANHOLE WITH CIP BASE, 48" DIAMETER, DEPTH 8'' TO 10'', COMPLETE AND IN PLACE | 1 | 7560 | 7560 | 7560
506-MWW-3 | EA | STANDARD PRE-CAST MANHOLE WITH CIP BASE, 48" DIAMETER, DEPTH 10'' TO 12'', COMPLETE AND IN PLACE | 1 | 9250 | 9250 | 9250
506-MWW4 | EA | STANDARD PRE-CAST MANHOLE W/PRE-CAST BASE, 4'' DIA. | 1 | 3600 | 3600 | 3600
506-MWW4 | EA | STANDARD PRE-CAST MANHOLE WITH PRE-CAST BASE , 48" DIA. | 1 | 4000 | 4000 | 4000
506-MWW5 | VEA | STANDARD PRE-CAST MANHOLE W/ PRE-CAST BASE, 5'' DIA | 1 | 7000 | 7000 | 7000
506-MWW8 | EA | STANDARD PRE-CAST MANHOLE W/ PRE-CAST BASE, 8'' DIA | 1 | 11000 | 11000 | 11000
506-S2 | EA | SPECIAL MANHOLE 2'' DIA | 1 | 2000 | 2000 | 2000
506-S4 | EA | SPECIAL MANHOLE, 48 INCH DIA | 1 | 3800 | 3800 | 3800
506-SL-WW | VF | STRUCTURAL LINING OF 4'' DIA. MANHOLE | 1 | 300 | 300 | 300
506-SSW | EA | SPECIAL MANHOLE, 48-IN. DIA. | 1 | 1767.38 | 1767.38 | 1767.38
506-SSW-48 | EA. | Special Box Culvert Storm Water Manhole, 48" Dia. | 1 | 8500 | 8500 | 8500
506-SWW8 | EA | SPECIAL MANHOLE, 96" DIAMETER, CONCRETE WITH LINER, INCLUDING CLSM BACKFILL | 1 | 30000 | 30000 | 30000
5062WW | EA | MAJOR MANHOLE HEIGHT ADJUSTMENT, 48-IN DIA | 1 | 3500 | 3500 | 3500
5064WW | EA | MINOR MANHOLE HEIGHT ADJUSTMENT | 1 | 500 | 500 | 500
5064WW | EA | MINOR MANHOLE HEIGHT ADJUSTMENT 48" DIAMETER | 1 | 800 | 800 | 800
5064WW | EA | MINOR MANHOLE HEIGHT ADJUSTMENT, 4 DIA. (WASTEWATER) | 1 | 400 | 400 | 400
506ABSW | EA | ABANDONMENT OF EXISTING STORM SEWER MANHOLES | 1 | 250 | 250 | 250
506BSW:10X 7 | EA | BOX MANHOLE, 10''X7'' | 1 | 22000 | 22000 | 22000
506CN | EA | CONNECTION TO EXISTING INLET - 18" RCP | 2 | 2250 | 2000 | 2500
506CN-WW | EA | CONNECTION TO EXISTING WASTEWATER MANHOLE | 1 | 1700 | 1700 | 1700
506CNWW | EA | CONNECTION TO EXISTING MANHOLE | 1 | 2500 | 2500 | 2500
506CSW:66X48 | EA | CENTERED TEE MANHOLE, 66" DIA X 48" DIA | 1 | 4600 | 4600 | 4600
506CSW:72X48 | EA | CENTERED TEE MANHOLE, 72" DIA X 48" DIA | 1 | 5000 | 5000 | 5000
506D | EA | DROP MANHOLE W/PRE-CAST BASE, 48 INCH DIAMETER | 1 | 7700 | 7700 | 7700
506D WW | EA | DROP MANHOLE W/ PRE-CAST BASE, 4'' DIA | 1 | 3500 | 3500 | 3500
506EDM SW SPECIAL | LVF | EXTRA DEPTH SW SPECIAL MANHOLE, 5'' DIA | 1 | 270 | 270 | 270
506EDM-SW | CLF | EXTRA DEPTH STORM MANHOLE, 48" DIA (VERTICAL LINEAR FEET) | 1 | 200 | 200 | 200
506EDM-SW | VLF | EXTRA DEPTH STORM MANHOLE, 48" DIA (VERTICAL LINEAR FEET) | 2 | 250 | 150 | 350
506EDM5-SW | VLF | EXTRA DEPTH STORM MANHOLE, 60" DIA. (VERTICAL LINEAR FEET) | 1 | 375 | 375 | 375
506EDMH1 | VLF | EXTRA DEPTH FOR MH H-1, 48" DIA, AT HIGHWAY SITE | 1 | 475 | 475 | 475
506EDMSW:4 | LVF | EXTRA DEPTH STANDARD PRE-CAST MANHOLE, 4'' DIA | 1 | 170 | 170 | 170
506EDMSW:4 BOX | LVF | EXTRA DEPTH BOX MANHOLE, 4'' DIA | 1 | 170 | 170 | 170
506EDMSW:4 CTS | LVF | EXTRA DEPTH CENTERED TEE MANHOLE, 4'' DIA | 1 | 170 | 170 | 170
506EDMSW:4 SPEC | LVF | EXTRA DEPTH SPECIAL ACCESS MANHOLE, 4'' DIA | 1 | 170 | 170 | 170
506EDMSW:5 SPEC | LVF | EXTRA DEPTH SPECIAL ACCESS MANHOLE, 5'' DIA | 1 | 230 | 230 | 230
506EDMWW: 4 | LVF | EXTRA DEPTH STANDARD PRE-CAST MANHOLE, 4'' DIA. | 1 | 250 | 250 | 250
506JSW | EA | JUNCTION BOX, 8FT X 8FT | 1 | 7500 | 7500 | 7500
506JSW5X5 | EA | 5X5 JUNCTION BOX | 1 | 3500 | 3500 | 3500
506JSW6X6 | EA | 6X6 JUNCTION BOX | 1 | 6000 | 6000 | 6000
506JSW6X9 | EA | 6X9 JUNCTION BOX | 1 | 9300 | 9300 | 9300
506JSW:13X 21 | EA | JUNCTION BOX AT STA 1+00 MILDRED TRUNK LINE, 13''X21'' | 1 | 110000 | 110000 | 110000
506JSW:14.7 5X6.5 | EA | JUNCTION BOX, 14.75''X6.5'' 4TH STREET LATERAL | 1 | 40000 | 40000 | 40000
506JSW:15X 15 | EA | JUNCTION BOX AT STA 46:60 MILDRED TRUNK LINE, 15''X15'' | 1 | 70000 | 70000 | 70000
506JSW:15X 15 | EA | JUNCTION BOX AT STA. 27+08 MILDRED TRUNK LINE, 15''15'' | 1 | 85000 | 85000 | 85000
506JSW:8X8 | EA | JUNCTION BOX, 8''X8'' 4TH STREET LATERAL | 1 | 38000 | 38000 | 38000
506M | EA | STANDARD PRECAST MANHOLE WITH PRECAST BASE, 48 INCH DIAMETER | 1 | 7000 | 7000 | 7000
506M WW | EA | STANDARD PRE-CAST MANHOLE W/ PRE-CAST BASE, 4'' DIA | 1 | 2800 | 2800 | 2800
506M-SW | EA | STANDARD PRE-CAST MANHOLE W/ PRE-CAST BASE, 48" (0''-8'' DEEP) STORM WATER | 1 | 3200 | 3200 | 3200
506M-SW | EA | STANDARD PRE-CAST MANHOLE W/ PRE-CAST BASE, 48" DIA (0''-8'' DEEP) STORM WATER | 2 | 3500 | 3000 | 4000
506M1H1 | EA | STANDARD PRE-CAST MANHOLE WITH CIP BASE, 4'' DIA (0-8 FT DEPTH) (MH H-1) AT HIGHWAY SITE | 1 | 12000 | 12000 | 12000
506M1SW | EA | STANDARD PRE-CAST MANHOLE W/ CIP BASE, 72-INCH DIA | 1 | 5000 | 5000 | 5000
506MSW | EA | STANDARD PRE-CAST MANHOLE W/ PRECAST BASE, 48-INCH DIA | 1 | 3000 | 3000 | 3000
506MSW 5FT | EA | STANDARD PRE-CAST MANHOLE W/ PRE-CAST BASE, 5'' DIA | 1 | 3750 | 3750 | 3750
506MSW 6FT | EA | STANDARD PRE-CAST MANHOLE W/ PRE-CAST BASE, 6'' DIA | 1 | 5750 | 5750 | 5750
506MSW4 | EA | STANDARD PRECAST MANHOLE W/PRECAST BASE 4'' DIAM. | 1 | 2500 | 2500 | 2500
506MSW5 | EA | STANDARD PRECAST MANHOLE W/PRECAST BASE 5'' DIAM. | 1 | 3800 | 3800 | 3800
506MSW:4 | EA | STANDARD PRE-CAST MANHOLE WITH PRECASE BASE, 4'' DIAMETER | 1 | 2500 | 2500 | 2500
506MSW:6 | EA | STANDARD PRE-CAST MANHOLE WITH PRECAST BASE, 6'' DIAMETER | 1 | 5000 | 5000 | 5000
506MSW:7 | EA | STANDARD PRE-CAST MANHOLE WITH PRECAST BASE, 7'' DIAMETER | 1 | 7000 | 7000 | 7000
506MWW | EA | STANDARD PRE-CAST MANHOLE WITH PRECAST BASE, 48-INCH DIAMETER | 1 | 4100 | 4100 | 4100
506MWW:4 | EA | STANDARD PRE-CAST MANHOLE WITH PRECAST BASE, 4'' DIAMETER | 1 | 5400 | 5400 | 5400
506S EDM4 | LF | EXTRA DEPTH MANHOLE 4'' DIAMETER | 1 | 200 | 200 | 200
506S-1 | LS | CAST-IN-PLACE CONCRETE MANHOLE/JUNCTION BOX 16" DIA. (KRIEG) | 1 | 250000 | 250000 | 250000
506S-10 | EA | REMOVE AND REPLACE 4'' DIAMETER WW MANHOLE WITH NEW 4'' MANHOLE WITH WATER TIGHT BOLTED COVER | 1 | 12498 | 12498 | 12498
506S-10 | LS | COMPLETE AND IN-PLACE CONCRETE MANHOLE/JUNCTION BOX (STA 1+50 TO 1+81 WWL ''B'' RIVERSIDE) | 1 | 435000 | 435000 | 435000
506S-2 | LS | CAST-IN-PLACE CONCRETE MANHOLE/JUNCTION BOX 16" DIA. (COMAL) | 1 | 250000 | 250000 | 250000
506S-3 | LS | CAST-IN-PLACE CONCRETE MANHOLE/JUNCTION BOX 16" DIA. (RIVERSIDE) | 1 | 250000 | 250000 | 250000
506S-4 | EA | MINOR MANHOLE HEIGHT ADJUSTMENT | 2 | 1000 | 1000 | 1000
506S-4 | LS | CAST-IN-PLACE CONCRETE MANHOLE/JUNCTION BOX 16" DIA. (LAMAR) | 1 | 250000 | 250000 | 250000
506S-5 | LS | COMPLETE AND IN-PLACE CONCRETE MANHOLE (STA 1+37 WWL ''A'' RIVERSIDE) | 1 | 60000 | 60000 | 60000
506S-6 | LS | COMPLETE AND IN-PLACE CONCRETE MANHOLE (STA 0+96 WWL ''B'' RIVERSIDE) | 1 | 52000 | 52000 | 52000
506S-7 | LS | COMPLETE AND IN-PLACE CONCRETE MANHOLE (STA 2+97 WWL ''B'' RIVERSIDE) | 1 | 65000 | 65000 | 65000
506S-8 | LS | COMPLETE AND IN-PLACE CONCRETE MANHOLE (STA 1+00 WWL ''D'' LAMAR) | 1 | 69000 | 69000 | 69000
506S-9 | LS | COMPLETE AND IN-PLACE CONCRETE MANHOLE (STA 1+65 WWL ''D'' LAMAR) | 1 | 72000 | 72000 | 72000
506S-A2G | SY | SOIL RETENTION BLANKET CLASS 2; TYPE G PER SQUARE YARD | 1 | 5.25 | 5.25 | 5.25
506S-AB | EA | ABANDONMENT OF EXISTING MANHOLE | 1 | 1493 | 1493 | 1493
506S-AB | EA. | ABANDONMENT OF EXISTING MANHOLE | 1 | 1500 | 1500 | 1500
506S-AB-CO | EA | ABANDON EXISTIN WW CLEANOUT | 1 | 500 | 500 | 500
506S-AB-WW | EA | ABANDON EXISTING WW MANHOLE | 1 | 1000 | 1000 | 1000
506S-ABWW | EA | ABANDONMENT OF EXISTING MANHOLE | 1 | 1000 | 1000 | 1000
506S-ABWW | EA | ABANDONMENT OF EXISTING MANHOLES | 1 | 1500 | 1500 | 1500
506S-CNWW | EA | CONNECTION TO EXISTING MANHOLE OR JUNCTION BOX | 1 | 3654 | 3654 | 3654
506S-D-WW-RR | EA | REMOVE EXISTING WW MANHOLE & REPLACE W/48" DIA. WW DROP MANHOLE | 1 | 11000 | 11000 | 11000
506S-DWW | EA | DROP MANHOLE, 4'' DIAMETER | 1 | 6000 | 6000 | 6000
506S-DWW-2 | EA | DROP MANHOLE 4'' DIA. W/ONE 8" DROP INLET INSTALLED ON EXISTING WW LINE | 1 | 6200 | 6200 | 6200
506S-DWW-3 | EA | DROP MANHOLE 4'' DIA. W/TWO 8" DROP INLETS | 1 | 6500 | 6500 | 6500
506S-DWW-4 | EA | DROP WATERTIGHT MANHOLE 5'' DIA. W/ONE 8" DROP INLET | 1 | 8000 | 8000 | 8000
506S-DWW-4 | EA. | DROP MANHOLE, 4 FT DIAMETER | 1 | 8000 | 8000 | 8000
506S-DWW-5 | EA | DROP MODIFIED MANHOLE 5'' DIA. W/ONE 12" DROP INLET | 1 | 8100 | 8100 | 8100
506S-DWW4 | EA | DROP MANHOLE W/PRE-CAST BASE, 48" DIA | 1 | 6100 | 6100 | 6100
506S-EDDMWW | VF | EXTRA DEPTH DROP MANHOLE, 48" DIA | 1 | 770 | 770 | 770
506S-EDM | LF | EXTRA DEPTH MANHOLE, 7'' DIA. | 1 | 320 | 320 | 320
506S-EDM-WW | VF | EXTRA DEPTH WW MANHOLE 48" DIA. | 1 | 320 | 320 | 320
506S-EDMWW-1 | LF | EXTRA DEPTH STD. OR DROP 4'' WWMH | 1 | 400 | 400 | 400
506S-EDMWW-2 | LF | EXTRA DEPTH STD. OR DROP 5'' WWMH | 1 | 470 | 470 | 470
506S-LWW-1 | EA | NEW WW LINE CONNECTION TO EXISTING 4'' MANHOLE | 1 | 2500 | 2500 | 2500
506S-LWW-2 | EA | NEW WW LINE CONNECTION TO EXISTING 5'' MANHOLE | 1 | 3300 | 3300 | 3300
506S-M-WW-RR | EA | REMOVE EXISTING WW MANHOLE & REPLACE W/48" DIA. WW MANHOLE | 1 | 8500 | 8500 | 8500
506S-M:4WW | EA | STANDARD MANHOLE, 4'' DIAMETER | 1 | 5000 | 5000 | 5000
506S-MSW4 | EA | STANDARD PRECAST MANHOLE W/PRECAST BASE, 48 IN. DIA. | 1 | 4000 | 4000 | 4000
506S-MSW5 | EA | STANDARD PRECAST MANHOLE W/PRECAST BASE, 60 IN. DIA. | 1 | 4500 | 4500 | 4500
506S-MWW | EA | STANDARD WW MANHOLE 48" DIA. | 1 | 7000 | 7000 | 7000
506S-MWW | EA | 48-INCH DIAMETER MANHOLE: COMPLETE AND IN-PLACE FOR WW LINE A1 (RIVERSIDE) | 1 | 12000 | 12000 | 12000
506S-MWW | EA | STANDARD MANHOLE CONSTRUCTION 4'' DIA. | 1 | 5300 | 5300 | 5300
506S-MWW-10 | EA | STANDARD WATERTIGHT MANHOLE CONSTRUCTION 5'' DIA. INSTALLED ON EXISTING WW LINE | 1 | 8400 | 8400 | 8400
506S-MWW-11 | EA | STANDARD MODIFIED MANHOLE CONSTRUCTION 5'' DIA. | 1 | 8000 | 8000 | 8000
506S-MWW-12 | EA | STANDARD MODIFIED MANHOLE CONSTRUCTION 5'' DIA. INSTALLED ON EXISTING WW LINE | 1 | 13400 | 13400 | 13400
506S-MWW-2 | EA | STANDARD WATERTIGHT MANHOLE CONSTRUCTION 4'' DIA. | 1 | 5400 | 5400 | 5400
506S-MWW-3 | EA | STANDARD MANHOLE CONSTRUCTION 4'' DIA. INSTALLED ON EXISTING WW LINE | 1 | 5600 | 5600 | 5600
506S-MWW-4 | EA | STANDARD MODIFIED MANHOLE CONSTRUCTION 4'' DIA. | 1 | 5700 | 5700 | 5700
506S-MWW-5 | EA | STANDARD MODIFIED MANHOLE CONSTRUCTION 4'' DIA. INSTALLED ON EXISTING WW LINE | 1 | 6200 | 6200 | 6200
506S-MWW-6 | EA | STANDARD MODIFIED MANHOLE CONSTRUCTION 4'' DIA. INSTALLED ON EXISTING WW LINE WITHIN CREEKBANK | 1 | 11200 | 11200 | 11200
506S-MWW-7 | EA | STANDARD MANHOLE CONSTRUCTION 5'' DIA. | 1 | 7800 | 7800 | 7800
506S-MWW-9 | EA | STANDARD WATERTIGHT MANHOLE CONSTRUCTION 5'' DIA. | 1 | 7900 | 7900 | 7900
506S-MWW4 | EA | STANDARD MANOLD W/PRE-CAST BASE, 48" DIA | 1 | 4100 | 4100 | 4100
506S-RWWMH | EA | REMOVE EXISTING WASTEWATER MANHOLE | 1 | 500 | 500 | 500
506S-SW | EA | STANDARD PRECAST MANHOLE W/ PRECAST BASE, 48" DIA. | 1 | 3000 | 3000 | 3000
506S-SW-84 | EA | SPECIAL MANHOLE, 84" DIA., PER EACH | 2 | 12750 | 12750 | 12750
506S-WW | EA | COAT EXISTING WW MANHOLE | 1 | 3000 | 3000 | 3000
506S-WW-R | EA | REMOVE EXISTING WW MANHOLE | 1 | 1500 | 1500 | 1500
506SL | VF | STRUCTURAL LINING OF EXISTING PIPE FROM STATION 34+00 (EXISTING PI) TO EXISTING TANNEHILL JUNCTION BOX, COMPLETE AND IN PLACE | 1 | 92 | 92 | 92
506SM-SW5 | EA | STANDARD PRE-CAST MANHOLE W/ PRE-CAST BASE, 60" DIA (0''-8'' DEEP) STORM WATER | 1 | 6000 | 6000 | 6000
506SSW:4 | EA | SPECIAL ACCESS MANHOLE TO 9''X6'' CONCRETE BOX, 4'' DIA. | 1 | 3000 | 3000 | 3000
506SSW:5 | EA | SPECIAL ACCESS MANHOLE TO 9''X6'' CONCRETE BOX, 5'' DIA. | 1 | 5000 | 5000 | 5000
506SWW | EA | SPECIAL MANHOLE 24-IN DIA | 1 | 3000 | 3000 | 3000
506SWW4 | EA | SPECIAL MANHOLE 4'' DIAMETER | 1 | 3700 | 3700 | 3700
508S-12SLOTTEDC | LF | 12" SLOTTED CMP DRAIN | 1 | 95 | 95 | 95
508S-CY | CY | CONCRETE APRON W/ ENERGY DISSIPATORS, INCLUDING REINFORCING STEEL | 1 | 500 | 500 | 500
508S-E18 | EA | ENERGY DISSIPATORS, 18" DIA. | 1 | 1600 | 1600 | 1600
508S-E24 | EA | ENERGY DISSIPATORS, 24" DIA. | 1 | 1700 | 1700 | 1700
508S-FMSR | EA | FLOW METER STATION RELOCATION | 1 | 15000 | 15000 | 15000
508S-H | EA | 24" HEADWALLS, TYPE 508S-19 24 IN, DIA PIPE | 1 | 1250 | 1250 | 1250
508S-H | EA | HEADWALL, AS SHOWN IN THE PLANS AND DESCRIBED IN THE SPECIFICATIONS (GROUND STORAGE TANK DRAIN) | 1 | 17900 | 17900 | 17900
508S-H | EA | HEADWALLS, 18-INCH DIA PIPE | 1 | 950 | 950 | 950
508S-H | EA | HEADWALLS, TYPE 1, 24-IN DIA PIPE | 1 | 2500 | 2500 | 2500
508S-H | EA | HEADWALLS, TYPE 2, 4-FT X 2-FT BOX | 1 | 4000 | 4000 | 4000
508S-H | EA | HEADWALLS, TYPE 3:1 CONCRETE, 36" DIA PIPE | 1 | 3000 | 3000 | 3000
508S-H | EA | HEADWALLS, TYPE TXDOT 90, 5 FT X 4 FT REINFORCED BOX CULVERT | 1 | 10000 | 10000 | 10000
508S-H | EA | HEADWALLS, TYPE WING WALLS CONCRETE, 4'' X 3'' | 1 | 9000 | 9000 | 9000
508S-H | EA | Headwalls, Type CH-FW-0 (18" Pipe) | 1 | 1157.52 | 1157.52 | 1157.52
508S-H-36 | EA | HEADWALLS, TYPE STANDARD, 36-INCH DIA. PIPE | 1 | 2000 | 2000 | 2000
508S-H18 | EA | HEADWALL, 18" DIA. PIPE | 1 | 3500 | 3500 | 3500
508S-H24 | EA | HEADWALL, 24" DIA. PIPE | 1 | 3800 | 3800 | 3800
508S-H24 | EA | HEADWALLS, TYPE 24" | 1 | 3000 | 3000 | 3000
508S-H30 | EA | HEADWALL, 30" DIA. PIPE | 1 | 4500 | 4500 | 4500
508S-H36 | EA | HEADWALL, 36" DIA. PIPE | 1 | 5000 | 5000 | 5000
508S-H4X3 | EA | HEADWALL, 4'' X 3'' BOX | 1 | 11500 | 11500 | 11500
508S-H8 | EA | HEADWALLS, TYPE 8" | 1 | 800 | 800 | 800
508S-I10M | EA | 10'' INLET, MODIFIED | 1 | 4000 | 4000 | 4000
508S-I10R | EA | 10'' INLET, RECESSED | 1 | 3000 | 3000 | 3000
508S-I10R | EA | Inlet, Recessed, 10 Ft. Length | 1 | 3280.89 | 3280.89 | 3280.89
508S-I10S | EA | 10'' CURB INLET, STANDARD | 1 | 4150 | 4150 | 4150
508S-I10S | EA | 10'' INLET, STANDARD | 2 | 3300 | 3200 | 3400
508S-I10S | EA | INLET STANDARD (INCLUDING REMOVAL OF EXISTING) | 1 | 2500 | 2500 | 2500
508S-I10S | EA | INLET, STANDARD | 2 | 3050 | 2900 | 3200
508S-I10S | EA | INLET, STANDARD - 10 FT. | 1 | 4850 | 4850 | 4850
508S-I10S | EA | INLET, STANDARD - 10'' | 1 | 5000 | 5000 | 5000
508S-I10S | EA | INLET, STANDARD 10'' | 2 | 3000 | 3000 | 3000
508S-I10S | EA | INLET, STANDARD 10'' WIDTH | 1 | 3200 | 3200 | 3200
508S-I10S | EA | INLET, STANDARD, 10'' | 2 | 3550 | 3100 | 4000
508S-I10S | EA. | Inlet, Standard 10 Foot | 2 | 3192.49 | 3000 | 3384.98
508S-I15S | EA | 15'' INLET, STANDARD | 1 | 4900 | 4900 | 4900
508S-I15S | EA | INLET, STANDARD 15'' | 2 | 4000 | 4000 | 4000
508S-I20S | EA | INLET, STANDARD - 20'' | 1 | 11000 | 11000 | 11000
508S-I20S | EA | INLET, STANDARD - 20'' | 1 | 9000 | 9000 | 9000
508S-I20S | EA | INLET, STANDARD 20'' | 1 | 5000 | 5000 | 5000
508S-I5S | EA | 5'' INLET, STANDARD | 1 | 2400 | 2400 | 2400
508S-I5S | EA | INLET, STANDARD - 5 FT. | 1 | 3439.85 | 3439.85 | 3439.85
508S-IG | EA | INLET, GRATED | 1 | 3500 | 3500 | 3500
508S-IG | EA | INLET, GRATED - 16'' TRENCH DRAIN | 1 | 6000 | 6000 | 6000
508S-IG | EA | INLET, GRATED NEENAH #R-3349A, OR EQUIVALENT - COMPLETE AND IN PLACE | 1 | 3000 | 3000 | 3000
508S-IG | EA | INLET, SURFACE WITH GRATE | 1 | 3400 | 3400 | 3400
509S | LF | TRENCH EXCAVATION SAFETY PROTECTION SYSTEMS (ALL DEPTHS) | 1 | 2 | 2 | 2
509S-1 | L.F. | TRENCH EXCAVATION SAFETY PROTECTION, ALL DEPTHS | 1 | 4 | 4 | 4
509S-1 | L.F. | TRENCH EXCAVATION SAFETY PROTECTIVE SYSTEMS, (ALL DEPTHS) | 1 | 1 | 1 | 1
509S-1 | LF | EXCAVATION SAFETY SYSTEMS, ALL DEPTHS | 1 | 25 | 25 | 25
509S-1 | LF | TRENCH SAFETY INCL. DESIGN, FURNISHING, INSTALLATION, DEWATERING, MAINTENANCE, REPAIRS, REPLACEMENT AND REMOVAL TO SAFELY IMPLEMENT SYSTEM PLAN | 1 | 1 | 1 | 1
509S-1 | LF | TRENCH SAFETY, COMPLETE IN PLACE | 1 | 1.14 | 1.14 | 1.14
509S-1 | LF | TRENCH EXCAVATION SAFETY (ALL DEPTHS) | 1 | 2.1 | 2.1 | 2.1
509S-1 | LF | TRENCH EXCAVATION SAFETY PROCEDURE SYSTEMS (ALL DEPTHS) | 1 | 1 | 1 | 1
509S-1 | LF | TRENCH EXCAVATION SAFETY PROTECTION | 6 | 1.9033 | 0.5 | 3.5
509S-1 | LF | TRENCH EXCAVATION SAFETY PROTECTION (ALL DEPTHS) | 4 | 2.25 | 1 | 4
509S-1 | LF | TRENCH EXCAVATION SAFETY PROTECTION SYSTEMS (ALL DEPTHS) | 2 | 1 | 1 | 1
509S-1 | LF | TRENCH EXCAVATION SAFETY PROTECTION SYSTEMS, (ALL DEPTHS) | 1 | 10 | 10 | 10
509S-1 | LF | TRENCH EXCAVATION SAFETY PROTECTION SYSTMES (ALL DEPTHS) | 1 | 1 | 1 | 1
509S-1 | LF | TRENCH EXCAVATION SAFETY PROTECTION, PER LINEAR FOOT | 2 | 1 | 1 | 1
509S-1 | LF | TRENCH EXCAVATION SAFETY PROTECTIVE E SYSTEMS (ALL DEPTH) | 1 | 2 | 2 | 2
509S-1 | LF | TRENCH EXCAVATION SAFETY PROTECTIVE SYSTEM (AL DEPTHS) | 1 | 1 | 1 | 1
509S-1 | LF | TRENCH EXCAVATION SAFETY PROTECTIVE SYSTEM (ALL DEPTHS) | 1 | 1 | 1 | 1
509S-1 | LF | TRENCH EXCAVATION SAFETY PROTECTIVE SYSTEM (ALL DEPTHS) | 1 | 1 | 1 | 1
509S-1 | LF | TRENCH EXCAVATION SAFETY PROTECTIVE SYSTEM, (ALL DEPTHS) | 1 | 1 | 1 | 1
509S-1 | LF | TRENCH EXCAVATION SAFETY PROTECTIVE SYSTEMS | 1 | 1 | 1 | 1
509S-1 | LF | TRENCH EXCAVATION SAFETY PROTECTIVE SYSTEMS (ALL DEPTH) | 3 | 3.8333 | 0.5 | 10
509S-1 | LF | TRENCH EXCAVATION SAFETY PROTECTIVE SYSTEMS (ALL DEPTHS) | 19 | 1.8026 | 0.5 | 10
509S-1 | LF | TRENCH EXCAVATION SAFETY PROTECTIVE SYSTEMS (ALL DEPTHS) (ROADWAY) | 1 | 0.5 | 0.5 | 0.5
509S-1 | LF | TRENCH EXCAVATION SAFETY PROTECTIVE SYSTEMS (ALL DEPTHS), COMPLETE AND IN-PLACE | 2 | 1 | 1 | 1
509S-1 | LF | TRENCH EXCAVATION SAFETY PROTECTIVE SYSTEMS AT CANTERBURY SITE | 1 | 15 | 15 | 15
509S-1 | LF | TRENCH EXCAVATION SAFETY PROTECTIVE SYSTEMS, (ALL DEPTHS) | 11 | 2.3636 | 1 | 12
509S-1 | LF | TRENCH EXCAVATION SAFETY PROTECTIVE SYSTEMS, (ALL DEPTHS) PER LINEAR FOOT | 1 | 35 | 35 | 35
509S-1 | LF | TRENCH EXCAVATION SAFETY PROTECTIVE SYSTEMS, ALL DEPTHS | 1 | 1 | 1 | 1
509S-1 | LF | TRENCH SAFETY | 1 | 1 | 1 | 1
509S-1 | LF | TRENCH SAFETY PROTECTIVE SYSTEMS (ALL DEPTHS) | 1 | 1 | 1 | 1
509S-1 | LF | TRENCH SAFETY SYSTEM ALL DEPTHS | 1 | 12 | 12 | 12
509S-1 | LF | TRENCH SAFETY SYSTEMS | 1 | 3 | 3 | 3
509S-1 | LF | Trench Excavation Safety Protective Systems (All Depths) | 1 | 1 | 1 | 1
509S-1 | LF | Trench Excavation Safety Protective Systems (all depths) | 6 | 1.3233 | 1 | 1.97
509S-1 | LF | Trench Excavation Safety Protective Systems, (all depths). | 1 | 24 | 24 | 24
509S-1A | LF | TRENCH EXCAVATION SAFETY PROTECTIVE SYSTEMS (ALL DEPTHS) (FOR NORTH POND WALLS) | 1 | 0.5 | 0.5 | 0.5
509S-1A | LF | TRENCH EXCAVATION SAFETY PROTECTIVE SYSTEMS (ALL DEPTHS) (FOR SOUTH POND WALLS) | 1 | 0.5 | 0.5 | 0.5
509S-1B | LF | TRENCH EXCAVATION SAFETY PROTECTIVE SYSTEMS (ALL DEPTHS) FOR IRRIGATION SYSTEM, AS MEASURED LENGTHWISE TO ENCOMPASS FULLY THE WET WALL AND CONCRETE VA | 1 | 0.5 | 0.5 | 0.5
509S-1SD | LF | TRENCH EXCAVATION SAFETY PROTECTIVE SYSTEMS (ALL DEPTHS) | 1 | 1 | 1 | 1
509S-1W | LF | TRENCH EXCAVATION SAFETY PROTECTIVE SYSTEMS (ALL DEPTHS) | 1 | 1 | 1 | 1
509S-1W | LF | TRENCH EXCAVATION SAFETY PROTECTIVE SYSTEMS, (ALL DEPTHS) | 1 | 1.59 | 1.59 | 1.59
509S-1WW | LF | TRENCH EXCAVATION SAFETY PROTECTIVE SYSTEMS, (ALL DEPTHS) | 1 | 6.34 | 6.34 | 6.34
509S-2 | SF | SPECIAL SHORING (BORE AND EXIT PITS) | 1 | 1 | 1 | 1
509S-2-1 | VLF | SPECIAL SHORING (KRIEG SHAFT) | 1 | 12100 | 12100 | 12100
509S-2-2 | VLF | SPECIAL SHORING (COMAL SHAFT) | 1 | 12000 | 12000 | 12000
509S-2-3 | VLF | SPECIAL SHORING (RIVERSIDE SHAFT) | 1 | 12000 | 12000 | 12000
509S-2-4 | VLF | SPECIAL SHORING (LAMAR SHAFT) | 1 | 12000 | 12000 | 12000
510 | LF | 4" C900 PVC PIPE | 1 | 105 | 105 | 105
510 | LF | 8" DI CL 350 PIPE | 1 | 110 | 110 | 110
510 | LF | INSTALL 21'' X 20" STEEL ENCASEMENT ON EXISTING 12" WATER LINE | 1 | 240 | 240 | 240
510 ┐FWW1 | CY | Concrete trench cap, all sizes, complete and in place | 1 | 80 | 80 | 80
510-1W | LF | PIPE, 1" DIA. (ALL DEPTHS), INCLUDING EXCAVATION AND BACKFILL | 1 | 15 | 15 | 15
510-A | LF | 12" DI PIPE CI. 250 PSI INCL. TRENCHING, BEDDING BACKFILL AND COMPACTION | 1 | 55 | 55 | 55
510-A | LF | 12" TYTON JOINT PIPE W/ FLEX LOK GASKET INCL. TRENCHING, BEDDING BACKFILL AND COMPACTION | 1 | 65 | 65 | 65
510-A | LF | 18" RCP, INCLUDING EXCAVATION AND BACKFILL | 1 | 150 | 150 | 150
510-A | LF | 24" CI. 350 PSI STEEL WATER PIPE W/TS, GROUTED WATER TIGHT INCL. FURNISHING, HAULING, FIELD CONSTRUCTION JOINTS AND INSTALLATION | 1 | 300 | 300 | 300
510-A | LF | 24" DI PIPE CI. 250 PSI INCL. TRENCHING, BEDDING, BACKFILL AND COMPACTION | 1 | 140 | 140 | 140
510-A | LF | 24" TYTON JOINT PIPE W/ FLEX LOK GASKET INCL. BEDDING BACKFILL AND COMPACTION | 1 | 151 | 151 | 151
510-A | LF | 8-INCH SDR-26 PVC PIPE | 1 | 75 | 75 | 75
510-A-12-2 | LF | 12" WATERLINE, AWWA C900, CLASS 200 (DR140 COMPLETE IN PLACE | 1 | 67.08 | 67.08 | 67.08
510-A-12DIA. 250 R-W | LF | FACTORY RESTRAINED JOINT PIPE, 12 INCH DIA., CLASS 350 DUCTILE IRON (ALL DEPTHS), INCLUDING EXCAVATION, BEDDING, AND BACKFILL | 1 | 90 | 90 | 90
510-A-12RCP | LF | PIPE, 18" DIA., RCP, INCLUDING EXCAVATION AND BACKFILL | 1 | 75 | 75 | 75
510-A-16DIA. R-W | LF | FACTORY RESTRAINED JOINT PIPE, 16 INCH DIA., CLASS 250 DUCTILE IRON (ALL DEPTHS), INCLUDING EXCAVATION, BEDDING, AND BACKFILL | 1 | 114.2 | 114.2 | 114.2
510-A-16DIA. R-W | LF | FACTORY RESTRAINED JOINT PIPE, 16 INCH DIAMETER, CLASS 250 DUCTILE IRON (ALL DEPTHS), INCLUDING EXCAVATION AND BACKFILL | 1 | 125 | 125 | 125
510-A-18SS | LF | PIPE, 18" CLASS IV RCP INCL. EXCAVATION AND BACKFILL | 1 | 55 | 55 | 55
510-A-24-W | LF | 24" WATERLINE, CLASS 250, DIP, COMPLETE IN PLACE | 1 | 116.49 | 116.49 | 116.49
510-A-24DIA. R-W | LF | FACTORY RESTRAINED JOINT PIPE, 24 INCH DIA., CLASS 250 DUCTILE IRON (ALL DEPTHS), INCLUDING EXCAVATION, BEDDING, AND BACKFILL | 1 | 150.6 | 150.6 | 150.6
510-A-24DIA. R-W | LF | FACTORY RESTRAINED JOINT PIPE, 24 INCH DIAMETER, CLASS 250 DUCTILE IRON (ALL DEPTHS), INCLUDING EXCAVATION AND BACKFILL | 1 | 165 | 165 | 165
510-A-4PVC | LF | 4-INCH PVC, IN PLACE | 1 | 25 | 25 | 25
510-A-5PVC | LF | 5-INCH PVC, IN PLACE | 1 | 30 | 30 | 30
510-A-6 R-W | LF | FACTORY RESTRAINED JOINT PIPE, 6" DIA CLASS 350 DUCTILE IRON (ALL DEPTHS), INCLUDING EXCAVATION AND BACKFILL | 1 | 65 | 65 | 65
510-A-6DI | LF | 6-INCH DUCTILE IRON PIPE, IN PLACE | 1 | 32 | 32 | 32
510-A-6DIA. 350 R-W | LF | FACTORY RESTRAINED JOINT PIPE, 6-INCH DIA., CLASS 350 DUCTILE IRON (ALL DEPTHS), INCLUDING EXCAVATION, BEDDING, AND BACKFILL | 1 | 102.5 | 102.5 | 102.5
510-A-6DIA. RW | LF | PIPE, 6-INCH DUCTILE IRON PIPE, CLASS 350 (ALL DEPTHS), INCLUDING EXCAVATION AND BACKFILL | 1 | 64 | 64 | 64
510-A-6PVC | LF | 6-INCH PVC, IN PLACE | 1 | 31 | 31 | 31
510-A-SW-18 | LF | Pipe, 18 Inch Diameter, RCP Storm Drain (All Depths), Including Excavation and Backfill | 1 | 120 | 120 | 120
510-A-W | LF | PIPE,36" DUCTILE (D.I) INCL.EXCAVATION & BACKFILL | 1 | 172 | 172 | 172
510-A-W-12-1 | LF | 12" D.I. CLASS 350 WATER PIPE | 1 | 115 | 115 | 115
510-A-W-12-2 | LF | 12" D.I. CLASS 350 RESTRAINED JOINT WATER PIPE | 1 | 125 | 125 | 125
510-A-W-12-3 | LF | 12" C900 PVC WATER LINE | 1 | 110 | 110 | 110
510-A-W-24 | LF | 24" DIA. 0.5" THICK STEEL SLEEVE | 1 | 300 | 300 | 300
510-A-W-6 | LF | 6" D.I. CLASS 350 WATER PIPE | 1 | 115 | 115 | 115
510-A-W-8 | LF | 8" D.I. CLASS 350 WATER PIPE | 1 | 135 | 135 | 135
510-A-WW-6-1 | LF | 6" SDR 26 PVC WW PIPE W/O BACKFILL | 1 | 105 | 105 | 105
510-A-WW-6-3 | LF | 6" SDR 26 PVC WW PIPE W/BACKFILL | 1 | 105 | 105 | 105
510-A-WW-8-1 | LF | 8" SDR 26 PVC WW PIPE W/O BACKFILL | 1 | 112 | 112 | 112
510-A-WW-8-2 | LF | 8" SDR 26 PVC WW PIPE W/BACKFILL | 1 | 135 | 135 | 135
510-A1 | LF | PIPE, 1" DIA. SCH 80 PVC CLASS 200 (ALL DEPTHS), INCLUDING EXCAVATION AND BACKFILL (SOUTH POND) | 1 | 2.5 | 2.5 | 2.5
510-A1.25 | LF | PIPE, 1 1/4" DIA. SCH 80 PVC CLASS 200 (ALL DEPTHS), INCLUDING EXCAVATION AND BACKFILL (SOUTH POND) | 1 | 3 | 3 | 3
510-A1.5 | LF | PIPE, 1 1/2" DIA. SCH 80 PVC CLASS 200 (ALL DEPTHS), INCLUDING EXCAVATION AND BACKFILL (SOUTH POND) | 1 | 3.3 | 3.3 | 3.3
510-A12 | LF | PIPE, 12-INCH DIAMETER PVC SDR-26 (FOR DETENTION POND DISCHARGE PIPE), INCLUDING EXCAVATION, BEDDING, AND BACKFILL | 1 | 72.7 | 72.7 | 72.7
510-A18 | LF | PIPE, 18" DIA. RCP (ALL DEPTHS) INCL. EXCAVATION, BEDDING, AND BACKFILL | 1 | 70 | 70 | 70
510-A18 | LF | PIPE, 18" DIA RCP (ALL DEPTHS INCLUDING EXCAVATION, AND BACKFILL) | 4 | 87.5 | 50 | 200
510-A18 | LF | PIPE, 18" DIA. RCP CLASS III (ALL DEPTHS), INCLUDING EXCAVATION AND BACKFILL | 1 | 32 | 32 | 32
510-A2 | LF | PIPE, 2" DIA. SCH 80 PVC CLASS 200 (ALL DEPTHS), INCLUDING EXCAVATION AND BACKFILL (SOUTH POND) | 1 | 3.5 | 3.5 | 3.5
510-A21 | LF | PIPE, 21" DIA. RCP CLASS III (ALL DEPTHS), INCLUDING EXCAVATION AND BACKFILL | 1 | 37 | 37 | 37
510-A24 | LF | PIPE, 24" DIA RCP (ALL DEPTHS INCLUDING EXCAVATION, AND BACKFILL) | 2 | 137.5 | 75 | 200
510-A24 | LF | PIPE, 24" DIA RCP (ALL DEPTHS INCLUDING EXCAVATION, AND BACKFILL, AND ASPHALTIC CONCRETE PAVEMENT RESTORATION) | 1 | 65 | 65 | 65
510-A24 | LF | PIPE, 24" DIA. RCP CLASS III (ALL DEPTHS), INCLUDING EXCAVATION AND BACKFILL | 1 | 41 | 41 | 41
510-A2SW | LF | PIPE, 2" DIA. GALVANIZED STEEL THREADED (ALL DEPTHS), INCLUDING EXCAVATION AND BACKFILL | 1 | 22 | 22 | 22
510-A3/4 | LF | PIPE, 3/4-INCH COPPER TUBING, (AIR LINE), TYPE K (ALL DEPTHS), INCLUDING EXCAVATION, BEDDING, AND BACKFILL | 1 | 72.6 | 72.6 | 72.6
510-A30 | LF | PIPE, 30" DIA. RCP CLASS III (ALL DEPTHS) INCLUDING EXCAVATION AND BACKFILL | 1 | 52 | 52 | 52
510-A36 | LF | PIPE, 36" DIA RCP (ALL DEPTHS INCLUDING EXCAVATION, AND BACKFILL) | 2 | 95 | 95 | 95
510-A36 | LF | PIPE, 36" DIA. RCPCLASS III (ALL DEPTHS), INCLUDING EXCAVATION AND BACKFILL | 1 | 64 | 64 | 64
510-A4-SD | LF | PIPE, 4" DIA. PVC, INCLUDING EXCAVATION AND BACKFILL FOR STORM DRAIN | 1 | 17.1 | 17.1 | 17.1
510-A42 | LF | PIPE, 42" DIA. RCPCLASS III (ALL DEPTHS), INCLUDING EXCAVATION AND BACKFILL | 1 | 80 | 80 | 80
510-A6 | LF | PIPE, 6" DIA. SCH 40 PVC SLEEVE (ALL DEPTHS), INCLUDING EXCAVATION AND BACKFILL | 1 | 25 | 25 | 25
510-A72SW | LF | PIPE, 72" DIA. RCP CLASS III (ALL DEPTHS), INCLUDING EXCAVATION AND BACKFILL (SOUTH POND) | 1 | 900 | 900 | 900
510-A8 | LF | PIPE, 8-INCH DIAMETER PVD C-900 (FOR DETENTION POND DISCHARGE PIPE) | 1 | 64 | 64 | 64
510-A8-SDR18 | LF | PIPE, 8" DIA PVC SDR-18 (ALL DEPTHS INCL EXCAVATION AND BACKFILL TO SUB-GRADE ELEV) | 1 | 110 | 110 | 110
510-A8-SDR26 | LF | PIPE, 8" DIA PVC SDR-26 (ALL DEPTHS INCL EXCAVATION AND BACKFILL TO SUB-GRADE ELEV) | 1 | 64 | 64 | 64
510-A: 6 | LF | PIPE, 8" DIA. SDR26 PVC WW | 1 | 146 | 146 | 146
510-A:12C-900DR14W | LF | PIPE, 12" DIA C-900DR18 (ALL DEPTHS) INCLUDING EXCAVATION AND BACKFILL | 1 | 90 | 90 | 90
510-A:12D1PPW | LF | PIPE, 12" DIA DIP (ALL DEPTHS), INCLUDING EXCAVATING AND BACKFILL | 1 | 100 | 100 | 100
510-A:18RCP | LF | PIPE, 18" DIA RCP (ALL DEPTHS), INCLUDING EXCAVATION AND BACKFILL | 1 | 80 | 80 | 80
510-A:24RCP | LF | PIPE, 24" DIA RCP (ALL DEPTHS), INCLUDING EXCAVATION AND BACKFILL | 1 | 90 | 90 | 90
510-A:36RCP | LF | PIPE, 36" DIA RCP (ALL DEPTHS), INCLUDING EXCAVATION AND BACKFILL | 1 | 110 | 110 | 110
510-A:42RCP | LF | PIPE, 42" DIA RCP (AL DEPTHS) INCLUDING EXCAVATION AND BACKFILL | 1 | 125 | 125 | 125
510-A:48RCPIV | LF | PIPE, 48" DIA RCP, CLASS IV (ALL DEPTHS) INCLUDING EXCAVATION AND BACKFILL | 1 | 150 | 150 | 150
510-A:54RCPIII | LF | PIPE, 54": DIA RCP, CLASS III (ALL DEPTHS) INCLUDING EXCAVATION AND BACKFILL | 1 | 170 | 170 | 170
510-A:54RCPIV | LF | PIPE, 54" DIA RCP, CLASS IV (ALL DEPTHS), INCLUDING EXCAVATION AND BACKFILL | 1 | 175 | 175 | 175
510-A:66RCP | LF | PIPE, 66" DIA RCP (ALL DEPTHS), INCLUDING EXCAVATION AND BACKFILL | 1 | 280 | 280 | 280
510-A:6C-900DR14W | LF | PIPE 6" DIA C-900 DR14 (ALL DEPTHS) INCLUDING EXCAVATION AND BACKFILL | 1 | 120 | 120 | 120
510-A:6DIPW | LF | PIPE, 6" DIA DIP (ALL DEPTHS), INCLUDING EXCAVATION AND BACKFILL | 1 | 110 | 110 | 110
510-A:72RCP | LF | PIPE, 72" DIA. RCP (ALL DEPTHS), INCLUDING EXCAVATION AND BACKFILL | 1 | 300 | 300 | 300
510-A:8C-900DR14W | LF | PIPE, 8" DIA C-900DR14 (ALL DEPTHS), INCLUDING EXCAVATION AND BACKFILL | 1 | 65 | 65 | 65
510-A:8DIPW | LF | PIPE, 8" DIA DIP (ALL DEPTHS), INCLUDING EXCAVATION AND BACKFILL | 1 | 110 | 110 | 110
510-ABWW | EA | CUT & PLUG EXISTING WW LINE | 1 | 1000 | 1000 | 1000
510-AR6 | LF | PIPE, 6-IN DIA. DUCTILE IRON, (ALL DEPTHS), INCLUDING EXCAVATION AND BACKFILL | 1 | 110 | 110 | 110
510-ARRJ12 | LF | PIPE 12-IN DIA DI TYPE (ALL DEPTHS) INCLUDING BACKFILL | 1 | 90 | 90 | 90
510-ASD 18" DIA | LF | PILOT KNOB SUMMARY OR WORK ITEM PK-4; PIPE, 18" DIAMETER C76 CLASS III RCP (ALL DEPTHS), INCLUDING EXCAVATION, BACKFILL AND CONNECTIONS, AS REQUIRED B | 1 | 150 | 150 | 150
510-ASD 18" DIA | LF | PIPE, 18" DIA RCP CLASS III TYPE (ALL DEPTHS), INCLUDING EXCAVATION AND BACKFILL | 1 | 100 | 100 | 100
510-ASD 18" DIA | LF | PIPE, 18" DIA RCP CLASS III TYPE (ALL DEPTHS, TO INLET B), INCLUDING EXCAVATION AND BACKFILL | 1 | 104 | 104 | 104
510-ASD 21" DIA | LF | PIPE, 21" DIA RCP CLASS III TYPE (ALL DEPTHS), INCLUDING PLUG, EXCAVATION AND BACKFILL | 1 | 95 | 95 | 95
510-ASD 24" DIA | LF | PIPE, 24" DIA RCP CLASS III TYPE (ALL DEPTHS), INCLUDING EXCAVATION AND BACKFILL | 1 | 110 | 110 | 110
510-ASD 24" DIA | LF | PIPE, 24" DIA RCP CLASS III TYPE (ALL DEPTHS), INCLUDING PLUG, EXCAVATION AND BACKFILL | 1 | 156 | 156 | 156
510-ASD 30" DIA | LF | PIPE, 30" DIA RCP CLASS III TYPE (ALL DEPTHS), INCLUDING EXCAVATION AND BACKFILL | 1 | 112 | 112 | 112
510-ASD 33" DIA | LF | PIPE, 33" DIA RCP CLASS III TYPE (ALL DEPTHS), INCLUDING EXCAVATION AND BACKFILL | 1 | 134 | 134 | 134
510-ASD 36" DIA | LF | PIPE, 36" DIA RCP CLASS III TYPE (ALL DEPTHS), INCLUDING EXCAVATION AND BACKFILL | 1 | 140 | 140 | 140
510-ASD 36" DIA | LF | PIPE, 36" DIA RCP CLASS III TYPE (ALL DEPTHS), INCLUDING PLUG, EXCAVATION AND BACKFILL | 1 | 185 | 185 | 185
510-ASD 42" DIA | LF | PIPE, 42" DIA RCP CLASS III TYPE (ALL DEPTHS), INCLUDING EXCAVATION AND BACKFILL | 2 | 163.5 | 152 | 175
510-ASD 42" DIA | LF | PIPE, 42" DIA RCP CLASS III TYPE (ALL DEPTHS), INSTALLED IN STEEL ENCASEMENT | 1 | 105 | 105 | 105
510-ASD 44"X27" ARCH | LF | PIPE, 44"X27" ARCH RCP CLASS III TYPE (ALL DEPTHS), INCLUDING EXCAVATION AND BACKFILL | 1 | 245 | 245 | 245
510-ASD12 | LF | PIPE, 12" DIA. CONCRETE (ALL DEPTHS), INCLUDING EXCAVATION AND BACKFILL | 1 | 28 | 28 | 28
510-ASD18 | LF | 18-IN. R.C.P. CLASS V TYPE, INCLUDING EXCAVATION AND BACKFILL | 1 | 96 | 96 | 96
510-ASD18 | LF | PIPE, 18" DIA RCP (ALL DEPTHS), INCLUDING EXCAVATION AND BACKFILL | 1 | 45 | 45 | 45
510-ASD18 | LF | PIPE, 18" DIA., CL III CONCRETE (ALL DEPTHS) INCLUDING EXCAVATION AND BACKFILL | 1 | 80 | 80 | 80
510-ASD18 | LF | PIPE, 18-INCH DIA, CORRUGATED METAL PIPE (ALL DEPTHS), INCLUDING EXCAVATION AND BACKFILL | 1 | 45 | 45 | 45
510-ASD18-III | LF | PIPE 18" DIA., CL III CONCRETE (ALL DEPTHS), INCLUDING EXCAVATION AND BACKFILL | 1 | 47 | 47 | 47
510-ASD18-IV | LF | PIPE 18" DIA., CL IV CONCRETE (ALL DEPTHS), INCLUDING EXCAVATION AND BACKFILL | 1 | 50 | 50 | 50
510-ASD18CLIII | LF | RCP, 18" DIA. CL III (ALL DEPTHS), INCLUDING EXCAVATION AND BACKFILL AND REMOVAL OF ALL 15" RCP | 1 | 110 | 110 | 110
510-ASD18CLIV | LF | RCP, 18" DIA. CL IV (ALL DEPTHS), INCLUDING EXCAVATION AND BACKFILL AND REMOVAL OF ALL 15" RCP | 1 | 111 | 111 | 111
510-ASD24 | L.F. | PIPE, 24┐ DIA. RCP (ALL DEPTHS) INCLUDING EXCAVATION AND BACKFILLING | 1 | 60 | 60 | 60
510-ASD24 | LF | 24-IN. R.C.P. CLASS V TYPE, INCLUDING EXCAVATION AND BACKFILL | 1 | 113.11 | 113.11 | 113.11
510-ASD24 | LF | PIPE, 24" DIA RCP (ALL DEPTHS), INCLUDING EXCAVATION AND BACKFILL | 1 | 50 | 50 | 50
510-ASD24 | LF | PIPE, 24" DIA., CL III CONCRETE (ALL DEPTHS) INCLUDING EXCAVATION AND BACKFILL | 1 | 65 | 65 | 65
510-ASD24 | LF | PIPE, 24" DIA., CL IV CONCRETE (ALL DEPTHS) INCLUDING EXCAVATION AND BACKFILL | 1 | 90 | 90 | 90
510-ASD24CLIII | LF | RCP, 24" DIA. CL III (ALL DEPTHS), INCLUDING EXCAVATION AND BACKFILL AND REMOVAL OF ALL 15" RCP | 1 | 117 | 117 | 117
510-ASD24CLIV | LF | RCP, 24" DIA. CL IV (ALL DEPTHS), INCLUDING EXCAVATION AND BACKFILL AND REMOVAL OF ALL 15" RCP | 1 | 118 | 118 | 118
510-ASD24III | LF | PIPE 24" DIA., CL II CONCRETE (ALL DEPTHS), INCLUDING EXCAVATION AND BACKFILL | 1 | 57 | 57 | 57
510-ASD30-IV | LF | PIPE 30" DIA., CL IV CONCRETE (ALL DEPTHS), INCLUDING EXCAVATION AND BACKFILL | 1 | 66 | 66 | 66
510-ASD36 | LF | 36-IN. R.C.P. CLASS V TYPE, INCLUDING EXCAVATION AND BACKFILL | 1 | 101 | 101 | 101
510-ASD36 | LF | PIPE, 36" DIA RCP (ALL DEPTHS), INCLUDING EXCAVATION AND BACKFILL | 1 | 70 | 70 | 70
510-ASD36 | LF | PIPE, 36" DIA., CL IV CONCRETE (ALL DEPTHS) INCLUDING EXCAVATION AND BACKFILL | 1 | 115 | 115 | 115
510-ASD36III | LF | PIPE 36" DIA., CL III CONCRETE (ALL DEPTHS), INCLUDING EXCAVATION AND BACKFILL | 1 | 81 | 81 | 81
510-ASD36IV | LF | PIPE 36" DIA., CL IV CONCRETE (ALL DEPTHS), INCLUDING EXCAVATION AND BACKFILL | 1 | 86 | 86 | 86
510-ASD48 | LF | PIPE, 48" DIA., CL V CONCRETE (ALL DEPTHS) INCLUDING EXCAVATION AND BACKFILL | 1 | 200 | 200 | 200
510-ASW-18 | LF | Pipe, 18 - inch R.C.P. Storm Drain (all depths), Class 3, including Excavation and Backfill | 1 | 66 | 66 | 66
510-ASW-18 | LF | Pipe, 18 - inch R.C.P. Storm Drain (all depths), Class 4, including Excavation and Backfill | 1 | 68 | 68 | 68
510-ASW-18 | LF | Pipe, 18 - inch R.C.P. Storm Drain (all depths), Class 5, including Excavation and Backfill | 1 | 70 | 70 | 70
510-ASW-18C3 | LF | Pipe, 18 - inch R.C.P. Storm Drain (all depths), Class 3, including Excavation and Backfill | 1 | 150 | 150 | 150
510-ASW-18C4 | LF | Pipe, 18 - inch R.C.P. Storm Drain (all depths), Class 4, including Excavation and Backfill | 1 | 150 | 150 | 150
510-ASW-22x13.5 | LF | Pipe, 22"x13.5" Arch R.C.P. Storm Drain (all depths), Class 4, including Excavation and Backfill | 1 | 76 | 76 | 76
510-ASW-24 | LF | Pipe, 24 - inch R.C.P. Storm Drain (all depths), Class 3, including Excavation and Backfill | 2 | 117 | 74 | 160
510-ASW-24 | LF | Pipe, 24 - inch R.C.P. Storm Drain (all depths), Class 4, including Excavation and Backfill | 1 | 76 | 76 | 76
510-ASW-28.5"x18" | LF | Pipe, 28.5"x18" Arch R.C.P. Storm Drain (all depths), Class 3, including Excavation and Backfill | 1 | 100 | 100 | 100
510-ASW-30 | LF | Pipe, 30 - inch R.C.P. Storm Drain (all depths), Class 3, including Excavation and Backfill | 1 | 90 | 90 | 90
510-ASW-30 | LF | Pipe, 30 - inch R.C.P. Storm Drain (all depths), Class 5, including Excavation and Backfill | 1 | 96 | 96 | 96
510-ASW-36 | LF | Pipe, 36 - inch R.C.P. Storm Drain (all depths), Class 3, including Excavation and Backfill | 2 | 120 | 120 | 120
510-ASW-36 | LF | Pipe, 36 - inch R.C.P. Storm Drain (all depths), Class 4, including Excavation and Backfill | 1 | 126 | 126 | 126
510-ASW-36.25x22.5 | LF | Pipe, 36.25"x22.5" Arch R.C.P. Storm Drain (all depths), Class 3, including Excavation and Backfill | 1 | 110 | 110 | 110
510-ASW-42 | LF | Pipe, 42 - inch R.C.P. Storm Drain (all depths), Class 3, including Excavation and Backfill | 1 | 150 | 150 | 150
510-ASW-42 | LF | Pipe, 42 - inch R.C.P. Storm Drain (all depths), Class 4, including Excavation and Backfill | 1 | 170 | 170 | 170
510-ASW-48 | LF | Pipe, 48 - inch R.C.P. Storm Drain (all depths), Class 3, including Excavation and Backfill | 1 | 176 | 176 | 176
510-ASW-51"x31" | LF | Pipe, 51-1/8"x31-5/16" Arch R.C.P. Storm Drain (all depths), Class 4, including Excavation and Backfill | 1 | 250 | 250 | 250
510-ASW6 | LF | PIPE, 6" DIA. PVC (ALL DEPTHS), INCLUDING EXCAVATION AND BACKFILL (PONDS) | 1 | 22 | 22 | 22
510-ASW8 | LF | PIPE, 8" DIA. PVC (ALL DEPTHS), INCLUDING EXCAVATION AND BACKFILL (PONDS) | 1 | 38 | 38 | 38
510-AW | LF | PIPE, 12" DIA. (ALL DEPTHS), INCLUDING EXCAVATION AND BACKFILL | 1 | 68 | 68 | 68
510-AW | LF | PIPE, 6" DIA. (ALL DEPTHS), INCLUDING EXCAVATION AND BACKFILL | 1 | 70 | 70 | 70
510-AW | LF | PIPE, 8" DIA. (ALL DEPTHS), INCLUDING EXCAVATION AND BACKFILL | 1 | 82 | 82 | 82
510-AW 12" DIA | LF | PIPE, 12" DIA PVC C-900 DR14 TYPE (ALL DEPTHS), INCLUDING EXCAVATION AND BACKFILL | 1 | 70 | 70 | 70
510-AW 24" DIA | LF | PIPE, 24" DIA DI CL 350 TYPE (ALL DEPTHS), INCLUDING EXCAVATION AND BACKFILL | 1 | 230 | 230 | 230
510-AW 42DIA | LF | PIPE, 42-INCH DIA, CLASS 250 DUCTILE IRON (ALL DEPTHS), INCLUDING EXCAVATION AND BACKFILL | 1 | 180 | 180 | 180
510-AW 6" DIA | LF | PIPE, 6" DIA DI CL 350 TYPE (ALL DEPTHS), INCLUDING EXCAVATION AND BACKFILL | 1 | 90 | 90 | 90
510-AW 6DIA | LF | PIPE, 6-INCH DIA, PVC C900 DR14 (ALL DEPTHS), INCLUDING EXCAVATION AND BACKFILL | 1 | 31 | 31 | 31
510-AW 8" DIA | LF | PIPE, 8" DIA PVC C-900 DR14 TYPE (ALL DEPTHS), INCLUDING EXCAVATION AND BACKFILL | 1 | 55 | 55 | 55
510-AW-12 | LF | Pipe, 12┐ Dia D.I. Class 350 (all depths), including Excavation and Backfill | 2 | 85 | 70 | 100
510-AW-24 | LF | PIPE, D.I. 24" (ALL DEPTH), INCLUDING FITTINGS, EXCAVATION AND BACKFILL, PER LINEAR FOOT | 2 | 200 | 200 | 200
510-AW-24 | LF | Pipe, 24┐ Dia D.I. Class 250 (all depths), including Excavation and Backfill | 1 | 150 | 150 | 150
510-AW-2DIA | LF | PIPE, 2 IN DIA. DUCTILE IRON CLASS 350 (ALL DEPTHS), INCLUDING EXCAVATION AND BACKFILL | 1 | 35 | 35 | 35
510-AW-36 | LF | PIPE, D.I. 36" (ALL DEPTH), INCLUDING FITTINGS, EXCAVATION AND BACKFILL, PER LINEAR FOOT | 2 | 325 | 325 | 325
510-AW-42 | LF | PIPE, 42-INCH DIA., CLASS 250 DUCTILE IRON, (ALL DEPTHS) INCLUDING EXCAVATION AND BACKFILL | 1 | 180 | 180 | 180
510-AW-48"DIA | LF | PIPE, 48" DIA CLASS 250 DUCTILE IRON, (ALL DEPTHS) INCLUDING EXCAVATION AND BACKFILL | 1 | 214.44 | 214.44 | 214.44
510-AW-6 | LF | PIPE, D.I. 6" (ALL DEPTH), INCLUDING FITTINGS, EXCAVATION AND BACKFILL, PER LINEAR FOOT | 2 | 18 | 18 | 18
510-AW-6 | LF | Pipe, 6┐ Dia D.I. Class 350 (all depths), including Excavation and Backfill | 2 | 51 | 42 | 60
510-AW-6"DIA | LF | PIPE, 6" IDA, CLASS 350 DUCTILE IRON, (ALL DEPTHS) INCLUDING EXCAVATION AND BACKFILL | 1 | 37 | 37 | 37
510-AW-6DEA | LF | 6" WL DUCTILE IRON CLASS 350 | 1 | 117 | 117 | 117
510-AW-6DEA | LF | PIPE, 6 IN DIA. DUCTILE IRON CLASS 350 (ALL DEPTHS), INCLUDING EXCAVATION AND BACKFILL | 1 | 47 | 47 | 47
510-AW-8 | L.F. | PIPE, 8 IN DIAM. PVC C-900 (ALL DEPTHS) | 1 | 180 | 180 | 180
510-AW-8 | LF | Pipe, 8┐ Dia D.I. Class 350 (all depths), including Excavation and Backfill | 2 | 71.5 | 43 | 100
510-AW-8DIA | LF | PIPE, 8 IN DIA. PVC C-900 DR14 (ALL DEPTHS), INCLUDING EXCAVATION AND BACKFILL | 1 | 42 | 42 | 42
510-AW12 | LF | PIPE, 12" DIA. PVC C900 DR 14 200PSI (ALL DEPTHS), INCLUDING EXCAVATION AND BACKFILL | 1 | 46.75 | 46.75 | 46.75
510-AW12 | LF | PIPE, 12" DIA PVC C900 DR 14 200 PSI (ALL DEPTHS), INCLUDING EXCAVATION AND BACKFILL | 1 | 66 | 66 | 66
510-AW12 | LF | PIPE, 12" DIA. DUCTILE IRON (ALL DEPTHS), INCLUDING EXCAVATION AND BACKFILL | 1 | 63 | 63 | 63
510-AW12 | LF | PIPE, 12" DIA., CLASS 350 DUCTILE IRON, (ALL DEPTHS) INCLUDING EXCAVATION AND BACKFILL, COMPLETE AND IN PLACE | 1 | 50 | 50 | 50
510-AW12 | LF | PIPE, 12-INCH DIA., CLASS 250 DUCTILE IRON (ALL DEPTHS), INCLUDING EXCAVATION AND BACKFILL | 1 | 67 | 67 | 67
510-AW12DI | LF | PIPE, 12" DIA DI CLASS 350 TYPE (ALL DEPTHS), INCLUDING EXCAVATION AND BACKFILL - COMPLETE AND IN PLACE | 1 | 100 | 100 | 100
510-AW12DI | LF | PIPE, 12" DIA DI CLASS 51 TYPE (ALL DEPTHS), INCLUDING EXCAVATION AND BACKFILL - COMPLETE AND IN PLACE | 1 | 100 | 100 | 100
510-AW12HDPE | LF | PIPE, 12" DIA HDPE DR9 CLASS 200 FUSION WELDED TYPE (ALL DEPTHS), INCLUDING FITTINGS, EXCAVATION AND BACKFILL - COMPLETE AND IN PLACE | 1 | 90 | 90 | 90
510-AW12PVC | LF | PIPE, 12" DIA C900 PVC TYPE (ALL DEPTHS), INCLUDING EXCAVATION AND BACKFILL - COMPLETE AND IN PLACE | 1 | 92 | 92 | 92
510-AW16 | LF | PIPE, 16" DIA.DUCTILE IRON CLASS 250 WITH FACTORY RESTRAINED JOINTS (ALL DEPTHS), INCLUDING EXCAVATION AND BACKFILL | 1 | 112 | 112 | 112
510-AW16 | LF | PIPE, 16-INCH DIA., CLASS 250 DUCTILE IRON (ALL DEPTHS), INCLUDING EXCAVATION AND BACKFILL | 1 | 63 | 63 | 63
510-AW16 | LF | PIPE, 16-INCH DIA., DUCTILE IRON PIPE, AWWA C-151 CL 350, INCLUDING EXCAVATION AND BACKFILL, COMPLETE AND IN PLACE | 1 | 250 | 250 | 250
510-AW16 | LF | PIPE, 16-INCH DUCTILE IRON PIPE, CLASS 250 (ALL DEPTHS), INCLUDING EXCAVATION AND BACKFILL | 1 | 95 | 95 | 95
510-AW20DI | LF | PIPE, 20" DIA DI CLASS 350 TYPE (ALL DEPTHS), INCLUDING EXCAVATION AND BACKFILL - COMPLETE AND IN PLACE | 1 | 240 | 240 | 240
510-AW24 | LF | PIPE, 24" DIA. CLASS 250 DUCTILE IRON (ALL DEPTHS), INCLUDING EXCAVATION AND BACKFILL | 1 | 113 | 113 | 113
510-AW2HDPE | LF | PIPE, 2" DIA HDPE TEMP BYPASS WATER LINE TYPE (ALL DEPTHS), INCLUDING FITTINGS, EXCAVATION AND BACKFILL - COMPLETE AND IN PLACE | 1 | 12 | 12 | 12
510-AW36 | LF | 36 IN. PIPE, CLASS 250 DUCTILE IRON, (ALL DEPTHS) INCLUDING EXCAVATION AND BACKFILL, COMPLETE AND IN PLACE | 1 | 121 | 121 | 121
510-AW36 | LF | PIPE, 36-INCH DIA. CLASS 250 DUCTILE IRON (ALL DEPTHS), INCLUDING EXCAVATION AND BACKFILL | 1 | 170 | 170 | 170
510-AW36-2 | LF | PIPE, 36-INCH DIA. CLASS 250 DUCTILE IRON (ALL DEPTHS), INCLUDING CEMENT STABILIZED BACKFILL | 1 | 235 | 235 | 235
510-AW4 | LF | PIPE, 4" DIA. PVC (ALL DEPTHS), INCLUDING EXCAVATION AND BACKFILL | 1 | 20 | 20 | 20
510-AW4 | LF | PIPE, 4-INCH DIA., CLASS 350 DUCTILE IRON (ALL DEPTHS), INCLUDING EXCAVATION AND BACKFILL | 1 | 55 | 55 | 55
510-AW4 | LF | PIPE, 4-INCH PVC DR14 C-900 (ALL DEPTHS), INCLUDING EXCAVATION AND BACKFILL | 1 | 29 | 29 | 29
510-AW42 | LF | DUCTILE IRON PIE, CLASS 250, 42" DIA. (ALL DEPTHS), INCLUDING EXCAVATION AND BACKFILL | 1 | 178 | 178 | 178
510-AW42 | LF | PIPE, 42-INCH DIA, CLASS 250 DUCTILE IRON, (ALL DEPTHS), INCLUDING EXCAVATION AND BACKFILL | 1 | 176.6 | 176.6 | 176.6
510-AW42 | LF | PIPE, 42-INCH DIA., CLASS 250 DUCTILE IRON (ALL DEPTHS) INCLUDING EXCAVATION, BACKFILL, DEWATERING AND PAVEMENT REPAIR, COMPLETE AND IN-PLACE | 1 | 161 | 161 | 161
510-AW48 | LF | PIPE, 48" DIA. CLASS 350 DUCTILE IRON (ALL DEPTHS), INCLUDING EXCAVATION AND BACKFILL | 1 | 224 | 224 | 224
510-AW4DI | LF | PIPE, 4" DIA DI TYPE (ALL DEPTHS), INCLUDING EXCAVATION AND BACKFILL - COMPLETE AND IN PLACE | 1 | 50 | 50 | 50
510-AW4HDPE | LF | PIPE, 4" DIA HDPE TEMP BYPASS WATER LINE TYPE (ALL DEPTHS), INCLUDING FITTINGS, EXCAVATION AND BACKFILL - COMPLETE AND IN PLACE | 1 | 24 | 24 | 24
510-AW6 | LF | DUCTILE IRON PIPE, CLASS 350, 6" DIA. (ALL DEPTH), INCLUDING EXCAVATION AND BACKFILL | 1 | 37 | 37 | 37
510-AW6 | LF | PIPE, 6 IN. DIA. CL 350 (ALL DEPTHS), INCLUDING EXCAVATION AND BACKFILL | 1 | 72 | 72 | 72
510-AW6 | LF | PIPE, 6" DIA DI CLASS 350 (ALL DEPTHS), INCLUDING EXCAVATION AND BACKFILL | 1 | 30 | 30 | 30
510-AW6 | LF | PIPE, 6" DIA. D.I. FIRE LEAD (ALL DEPTHS), INCLUDING EXCAVATION AND BACKFILL | 1 | 100 | 100 | 100
510-AW6 | LF | PIPE, 6" DIA. DUCTILE IRON (ALL DEPTHS), INCLUDING EXCVAVATION AND BACKFILL | 1 | 66 | 66 | 66
510-AW6 | LF | PIPE, 6" DIA. PVC (ALL DEPTHS), INCLUDING EXCAVATION AND BACKFILL | 1 | 28 | 28 | 28
510-AW6 | LF | PIPE, 6" DIA., CLASS 350 DUCTILE IRON, (ALL DEPTHS) INCLUDING EXCAVATION AND BACKFILL, COMPLETE IN PLACE | 1 | 45 | 45 | 45
510-AW6 | LF | PIPE, 6-INCH DIA, CLASS 350 DUCTILE IRON, (ALL DEPTHS), INCLUDING EXCAVATION AND BACKFILL | 1 | 37 | 37 | 37
510-AW6 | LF | PIPE, 6-INCH DIA. CLASS 350 DUCTILE IRON (ALL DEPTHS), INCLUDING EXCAVATION AND BACKFILL | 1 | 116 | 116 | 116
510-AW6 | LF | PIPE, 6-INCH DIA., CLASS 350 DUCTILE IRON (ALL DEPTHS) INCLUDING EXCAVATION, BACKFILL, DEWATERING AND PAVEMENT REPAIR, COMPLETE AND IN-PLACE | 1 | 32 | 32 | 32
510-AW6 | LF | PIPE, 6-INCH DIA., CLASS 350 DUCTILE IRON (ALL DEPTHS), INCLUDING EXCAVATION AND BACKFILL | 1 | 57 | 57 | 57
510-AW6 | LF | PIPE, 6-INCH DIA., DUCTILE IRON PIPE, AWWA C-151 CL 350, INCLUDING EXCAVATION AND BACKFILL, COMPLETE AND IN PLACE | 1 | 100 | 100 | 100
510-AW6 | LF | PIPE, 60" DIA. CLASS 350 DUCTILE IRON (ALL DEPTHS), INCLUDING EXCAVATION AND BACKFILL | 1 | 30 | 30 | 30
510-AW6DI | LF | 6" WATER LINE DI CL-350 ALL DEPTHS INSTALLED IN PLACE | 1 | 111 | 111 | 111
510-AW6DI | LF | PIPE, 6" DIA DI TYPE (ALL DEPTHS), INCLUDING EXCAVATION AND BACKFILL - COMPLETE AND IN PLACE | 1 | 55 | 55 | 55
510-AW8 | LF | PIPE, 8" DIA. PVC C900 DR 14 200PSI (ALL DEPTHS), INCLUDING EXCAVATION AND BACKFILL | 1 | 35 | 35 | 35
510-AW8 | LF | PIPE, 8 IN. DIA. C-900 (ALL DEPTHS), INCLUDING EXCAVATION AND | 1 | 50 | 50 | 50
510-AW8 | LF | PIPE, 8" DIA C900 PVC (ALL DEPTHS), INCLUDING EXCAVATION AND BACKFILL | 1 | 54 | 54 | 54
510-AW8 | LF | PIPE, 8" DIA PVC C900 DR 14 200PSI (ALL DEPTHS), INCLUDING EXCAVATION AND BACKFILL | 1 | 55 | 55 | 55
510-AW8 | LF | PIPE, 8" DIA. DUCTILE IRON (ALL DEPTHS), INCLUDING EXCAVATION AND BACKFILL | 1 | 80 | 80 | 80
510-AW8 | LF | PIPE, 8" DIA. PVC (ALL DEPTHS), INCLUDING EXCAVATION AND BACKFILL | 1 | 34 | 34 | 34
510-AW8 | LF | PIPE, 8" DIA. PVC C900 DR 14 200 PSI (ALL DEPTHS), INCLUDING EXCAVATION AND BACKFILL | 1 | 40 | 40 | 40
510-AW8 | LF | PIPE, 8-INCH DIA., CLASS 350 DUCTILE IRON (ALL DEPTHS), INCLUDING EXCAVATION AND BACKFILL | 1 | 129 | 129 | 129
510-AW8 | LF | PIPE, 8-INCH DUCTILE IRON PIPE, CLASS 350 (ALL DEPTHS), INCLUDING EXCAVATION AND BACKFILL | 1 | 74 | 74 | 74
510-AW8DI | LF | 8" WATER LINE DI CL-350 ALL DEPTHS INSTALLED IN PLACE | 1 | 131 | 131 | 131
510-AW8PVC | LF | 8" WATER LINE PVC C-900 ALL DEPTHS INCLUDING EXCAVATION AND BACKFILL - COMPLETE AND IN PLACE | 1 | 109 | 109 | 109
510-AW:12 | LF | 12" D.I. WATER CLASS 250. FITTINGS ARE SUBSIDIARY TO THE BID ITEM. | 1 | 90 | 90 | 90
510-AW:2 | EA | 2" COPPER SERVICE CONNECT TO EXISTING METER, INCLUDING TRENCH SAFETY. FITTINGS ARE SUBSIDIARY TO THE BID ITEM. | 1 | 2500 | 2500 | 2500
510-AW:24 | LF | 24" D.I. WATER CLASS 250. FITTINGS ARE SUBSIDIARY TO THE BID ITEM. | 1 | 105 | 105 | 105
510-AW:36 | LF | 36" D.I. WATER CLASS 250. FITTINGS ARE SUBSIDIARY TO THE BID ITEM. | 1 | 180 | 180 | 180
510-AW:6 | LF | 6" D.I. FIRE LEAD. FITTINGS ARE SUBSIDIARY TO THE BID ITEM. | 1 | 40 | 40 | 40
510-AW:8 | LF | 8" D.I. WATER CLASS 250 OR PVC DR 1. FITTINGS ARE SUBSIDIARY TO THE BID ITEM. | 1 | 55 | 55 | 55
510-AWJR 12 | LF | FACTORY RESTRAINED JOINT PIPE, 12-INCH DIA., CLASS 350 DUCTILE IRON, (ALL DEPTHS) INCLUDING EXCAVATION, BACKFILL, DEWATERING AND PAVEMENT REPAIR, COMP | 1 | 84 | 84 | 84
510-AWJR 16 | LF | FACTORY RESTRAINED JOINT PIPE, 16-INCH DIA., CLASS 250 DUCTILE IRON, (ALL DEPTHS) INCLUDING EXCAVATION, BACKFILL, DEWATERING AND PAVEMENT REPAIR, COMP | 1 | 64 | 64 | 64
510-AWJR 24 | LF | FACTORY RESTRAINED JOINT PIPE, 24-INCH DIA., CLASS 250 DUCTILE IRON, (ALL DEPTHS) INCLUDING EXCAVATION, BACKFILL, DEWATERING AND PAVEMENT REPAIR, COMP | 1 | 150 | 150 | 150
510-AWJR 42 | LF | FACTORY RESTRAINED JOINT PIPE, 42-INCH DIA., CLASS 250 DUCTILE IRON, (ALL DEPTHS) INCLUDING EXCAVATION, BACKFILL, DEWATERING AND PAVEMENT REPAIR, COMP | 1 | 225 | 225 | 225
510-AWRJ 16DIA | LF | FACTORY RESTRAINED JOINT PIPE, 16-INCH DIA, CLASS 350 DUCTILE IRON (ALL DEPTHS), INCLUDING EXCAVATION AND BACKFILL | 1 | 98 | 98 | 98
510-AWRJ 24DIA | LF | FACTORY RESTRAINED JOINT PIPE, 24-INCH DIA, CLASS 350 DUCTILE IRON (ALL DEPTHS), INCLUDING EXCAVATION AND BACKFILL | 1 | 130 | 130 | 130
510-AWRJ 42DIA | LF | FACTORY RESTRAINED JOINT PIPE, 42-INCH DIA, CLASS 250 DUCTILE IRON (ALL DEPTHS), INCLUDING EXCAVATION AND BACKFILL | 1 | 225 | 225 | 225
510-AWRJ 6DIA | LF | FACTORY RESTRAINED JOINT PIPE, 6-INCH DIA, CLASS 350 DUCTILE IRON (ALL DEPTHS), INCLUDING EXCAVATION AND BACKFILL | 1 | 40 | 40 | 40
510-AWRJ-24"DIA | LF | FACTORY RESTRAINED JOINT PIPE, 24" DIA CLASS 250 DUCTILE IRON, (ALL DEPTHS) INCLUDING EXCAVATION AND BACKFILL | 1 | 320 | 320 | 320
510-AWRJ-48"DIA | LF | FACTORY RESTRAINED JOINT PIPE, 48" DIA, CLASS 250 DUCTILE IRON, (ALL DEPTHS) INCLUDING EXCAVATION AND BACKFILL | 1 | 268 | 268 | 268
510-AWRJ12 | LF | FACTORY RESTRAINED JOINT PIPE 12-INCH DIA. CLASS 350 DUCTILE IRON, (ALL DEPTHS), INCLUDING EXCAVATION AND BACKFILL | 1 | 170 | 170 | 170
510-AWRJ12 | LF | FACTORY RESTRAINED JOINT PIPE, 12-INCH DIA, CLASS 350 DUCTILE IRON, (ALL DEPTHS), INCLUDING EXCAVATION AND BACKFILL | 1 | 88 | 88 | 88
510-AWRJ12 | LF | FACTORY RESTRAINED JOINT PIPE, 12-INCH DIA., CL 350 DI, (ALL DEPTHS) INCLUDING EXCAVATION AND BACKFILL | 1 | 175 | 175 | 175
510-AWRJ16 | LF | FACTORY RESTRAINED JOINT PIPE, 16" DIA. CLASS 250 DUCTILE IRON (ALL DEPTHS), INCLUDING EXCAVATION AND BACKFILL | 1 | 50 | 50 | 50
510-AWRJ16 | LF | FACTORY RESTRAINED JOINT PIPE, 16-INCH DIA, CLASS 350 DUCTILE IRON, (ALL DEPTHS) INCLUDING EXCAVATION AND BACKFILL | 1 | 200 | 200 | 200
510-AWRJ16 | LF | FACTORY RESTRAINED JOINT PIPE, 16-INCH DIA., CL 250 DI, (ALL DEPTHS) INCLUDING EXCAVATION AND BACKFILL | 1 | 110 | 110 | 110
510-AWRJ16 | LF | FACTORY RESTRAINED JOINT PIPE, 16-INCH DIA., CLASS 250 DUCTILE IRON (ALL DEPTHS), INCLUDING EXCAVATION AND BACKFILL | 1 | 97 | 97 | 97
510-AWRJ16-3 | LF | FACTORY RESTRAINED JOINT PIPE, 16" DIA. CLASS 250 DUCTILE IRON (ALL DEPTHS), INCLUDING EXCAVATION AND BACKFILL | 1 | 359 | 359 | 359
510-AWRJ20 | LF | FACTORY RESTRAINED JOINT PIPE 20-INCH DIA. CLASS 350 DUCTILE IRON, (ALL DEPTHS), INCLUDING EXCAVATION AND BACKFILL | 1 | 440 | 440 | 440
510-AWRJ24 | LF | FACTORY RESTRAINED JOINT PIPE, 24-INCH DIA., CL 250 DI, (ALL DEPTHS) INCLUDING EXCAVATION AND BACKFILL | 1 | 320 | 320 | 320
510-AWRJ36 | LF | FACROY RESTRAINED JOINT PIPE, 36-INCH DIA., CLASS 250 DUCTILE IRON | 1 | 165 | 165 | 165
510-AWRJ36 | LF | FACTORY RESTRAINED JOINT PIPE 36-INCH DIA. CLASS 350 DUCTILE IRON, (ALL DEPTHS), INCLUDING EXCAVATION AND BACKFILL | 1 | 230 | 230 | 230
510-AWRJ36 | LF | FACTORY RESTRAINED JOINT PIPE, 36-INCH DIA, CLASS 250 DUCTILE IRON, (ALL DEPTHS), INCLUDING EXCAVATION AND BACKFILL | 1 | 209.22 | 209.22 | 209.22
510-AWRJ36 | LF | PIPE, 36-INCH DIA., DUCTILE IRON, PACTORY RESTRAINED JOINT PIPE, AWWA C-151 CL 250, INCLUDING EXCAVATION AND BACKFILL, COMPLETE AND IN PLACE | 1 | 275 | 275 | 275
510-AWRJ36-1 | LF | FACTORY RESTRAINED JOINT PIPE, 36" DIA. CLASS 250 DUCTILE IRON (ALL DEPTHS), INCLUDING EXCAVATION AND BACKFILL | 1 | 265 | 265 | 265
510-AWRJ36-2 | LF | FACTORY RESTRAINED JOINT PIPE, 36" DIA. CLASS 250 DUCTILE IRON, IN 52" STEEL CASING, COMPLETE IN PLACE | 1 | 212 | 212 | 212
510-AWRJ4 | LF | FACTORY RESTRAINED JOINT PIPE, 4-INCH DIA., CL 350 DI, (ALL DEPTHS) INCLUDING EXCAVATION AND BACKFILL | 1 | 145.91 | 145.91 | 145.91
510-AWRJ42 | LF | FACTORY RESTRAINED JOINT DUCTILE IRON PIPE, CLASS 250, 42" DIA. (ALL DEPTH), INCLUDING EXCAVATION AND BACKFILL | 1 | 217 | 217 | 217
510-AWRJ42 | LF | FACTORY RESTRAINED JOINT PIPE, 42-INCH DIA, CLASS 250 DUCTILE IRON, (ALL DEPTHS) INCLUDING EXCAVATION AND BACKFILL | 1 | 470 | 470 | 470
510-AWRJ42 | LF | FACTORY RESTRAINED JOINT PIPE, 42-INCH DIA, CLASS 250 DUCTILE IRON, (ALL DEPTHS), INCLUDING EXCAVATION AND BACKFILL | 1 | 193.8 | 193.8 | 193.8
510-AWRJ48 | LF | FACTORY RESTRAINED JOINT PIPE, 48" DIA. CLASS 250 DUCTILE IRON (ALL DEPTHS), INCLUDING EXCAVATION AND BACKFILL | 1 | 275 | 275 | 275
510-AWRJ6 | LF | FACTORY RESTRAINED JOINT PIPE, 6" DIA. PVC C900 DR 14 200 PSI (ALL DEPTHS), INCLUDING EXCAVATION AND BACKFILL | 1 | 45 | 45 | 45
510-AWRJ6 | LF | FACTORY RESTRAINED JOINT PIPE, 6-INCH DIA., CL 350 DI, (ALL DEPTHS) INCLUDING EXCAVATION AND BACKFILL | 1 | 100 | 100 | 100
510-AWRJ8 | LF | FACTORY RESTRAINED JOINT PIPE 8-INCH DIA. CLASS 350 DUCTILE IRON, (ALL DEPTHS), INCLUDING EXCAVATION AND BACKFILL | 1 | 140 | 140 | 140
510-AWRJ8 | LF | FACTORY RESTRAINED JOINT PIPE, 8" DIA. PVC C900 DR 14 200 PSI (ALL DEPTHS), INCLUDING EXCAVATION AND BACKFILL | 1 | 50 | 50 | 50
510-AWRJ:12 | LF | 12" D.I. WATER CLASS 250 WITH RESTRAINED JOINT. FITTINGS ARE SUBSIDIARY TO THE BID ITEM. | 1 | 65 | 65 | 65
510-AWRJ:16 | LF | 16" D.I. WATER CLASS 250 WITH RESTRAINED JOINT. FITTINGS ARE SUBSIDIARY TO THE BID ITEM. | 1 | 85 | 85 | 85
510-AWRJ:24 | LF | 24" D.I. WATER CLASS 250 WITH RESTRAINED JOINT. FITTINGS ARE SUBSIDIARY TO THE BID ITEM. | 1 | 115 | 115 | 115
510-AWRJ:36 | LF | 36" D.I. WATER CLASS 250 WITH RESTRAINED JOINT. FITTINGS ARE SUBSIDIARY TO THE BID ITEM. | 1 | 200 | 200 | 200
510-AWW | LF | PIPE 8" DIA PVC (ALL DEPTHS), INCLUDING EXCAVATION AND BACKFILL | 1 | 107 | 107 | 107
510-AWW 15A | LF | PIPE 15" DIA. SDR26 WW CARRIER PIPE FOR BORE CONST. | 1 | 100 | 100 | 100
510-AWW 15A | LF | PIPE, 15" DIA. SDR26 PVC WW, ALL DEPTHS | 1 | 200 | 200 | 200
510-AWW 8" DIA | LF | PIPE, 8" DIA PVC SCR26 TYPE (ALL DEPTHS), INCLUDING EXCAVATION AND BACKFILL | 1 | 46 | 46 | 46
510-AWW 8" DIA | LF | PIPE, 8" DIA PVC SDR26 (ALL DEPTHS), INCLUDING EXCAVATION AND BACKFILL | 1 | 52 | 52 | 52
510-AWW-1 | LF | PIPE 8" DIA. PVC SDR-26 PS 115 ASTM 3034 | 1 | 52 | 52 | 52
510-AWW-10 | LF | Pipe, 10┐ Dia SDR 26 PVC (all depths), including Excavation and Backfill | 1 | 350 | 350 | 350
510-AWW-12 | L.F. | PIPE, 12 IN DIAM. PVC SDR 26 OR LESS (ALL DEPTHS) | 1 | 160 | 160 | 160
510-AWW-12 | LF | Pipe, 12┐ Dia SDR 26 PVC (all depths), including Excavation and Backfill | 1 | 145 | 145 | 145
510-AWW-15 | LF | PVC SDR26 WWL 15" ALL DEPTH (OPEN CUT) | 1 | 61 | 61 | 61
510-AWW-15 | LF | PVC SDR26 WWL 15" DIA. CARRIER PIPE INCL. CASING SPACERS | 1 | 126 | 126 | 126
510-AWW-15 | LF | Pipe, 15┐ Dia SDR 26 PVC (all depths), including Excavation and Backfill | 1 | 170 | 170 | 170
510-AWW-18 | L.F. | PIPE, 18 IN DIAM. PVC SDR 26 (ALL DEPTHS) | 1 | 220 | 220 | 220
510-AWW-2 | LF | PIPE 8" DIA. PVC SDR-26 PS 115 ASTM 3034 IN EXISTING | 1 | 78 | 78 | 78
510-AWW-24 | L.F. | PIPE, 24 IN DIAM. PVC SDR 26 (ALL DEPTHS) | 1 | 280 | 280 | 280
510-AWW-2A | LF | PIPE 8" DIA. PVC SDR-26 PS 115 ASTM 3034 CEMENT STABILIZED IN EXISTING TRENCH | 1 | 184 | 184 | 184
510-AWW-3 | LF | PIPE 21" DIA. PVC SDR-26 PS 115 ASTM F679 (CARRIER) | 1 | 80 | 80 | 80
510-AWW-30 | LF | CCFRPM CN-72 WWL 30" DIA. ALL DEPTHS | 1 | 178 | 178 | 178
510-AWW-3DIA. | LF | PIPE, 3-INCH DIA., PVC DR26 (ASTM D 2241) (ALL DEPTHS), INCLUDING EXCAVATION, BEDDING, AND BACKFILL | 1 | 54.2 | 54.2 | 54.2
510-AWW-4 | LF | PIPE 18" DIA. PVC SDR-26 PS 115 ASTM F679 | 1 | 155 | 155 | 155
510-AWW-4DIA. | LF | PIPE, 4-INCH DIA., CLASS 350 DUCTILE IRON (ALL DEPTHS), INCLUDING EXCAVATION, BEDDING, AND BACKFILL | 1 | 62.9 | 62.9 | 62.9
510-AWW-5 | LF | PIPE 21" DIA. PVC SDR-26 PS 115 ASTM F679 | 1 | 234 | 234 | 234
510-AWW-6 | LF | PIPE 8" DIA. PVC SDR-26 PS 115 ASTM 3034 CEMENT STABILIZED | 1 | 170 | 170 | 170
510-AWW-6 | LF | Pipe, 6┐ Dia SDR 26 PVC (all depths) including Excavation and Backfill | 1 | 110 | 110 | 110
510-AWW-6 | LF | Pipe, 6┐ Dia SDR 26 PVC (all depths), including Excavation and Backfill | 1 | 130 | 130 | 130
510-AWW-7 | LF | PIPE 18" DIA. PVC SDR-26 PS 115 ASTM F679 CEMENT STABILIZED | 1 | 300 | 300 | 300
510-AWW-8 | L.F. | PIPE, 8 IN DIAM. PVC SDR 26 OR LESS (ALL DEPTHS) | 1 | 135 | 135 | 135
510-AWW-8 | LF | PIPE 21" DIA. PVC SDR-26 PS 115 ASTM F679 CEMENT STABILIZED | 1 | 391 | 391 | 391
510-AWW-8 | LF | PIPE, 8" DIA. RCP (ALL DEPTHS), INCLUDING EXCAVATION AND BACKFILL | 1 | 65 | 65 | 65
510-AWW-8 | LF | Pipe, 8┐ Dia SDR 26 PVC (all depths) including Excavation and Backfill | 1 | 150 | 150 | 150
510-AWW-8 | LF | Pipe, 8┐ Dia SDR 26 PVC (all depths), including Excavation and Backfill | 1 | 95 | 95 | 95
510-AWW-CAR 24" DIA | LF | CARRIER PIPE INSTALLED IN CASING, 24-INCH DIA, PVC SDR-26 WASTEWATER | 1 | 105 | 105 | 105
510-AWW-TRE 12" DIA | LF | CARRIER PIPE NOT INSTALLED IN CASING, 12-INCH DIA, PVC SDR-26 WASTEWATER (ALL DEPTHS), INCLUDING EXCAVATION AND BACKFILL | 1 | 70 | 70 | 70
510-AWW-TRE 18" DIA | LF | CARRIER PIPE NOT INSTALLED IN CASING, 18-INCH DIA, PVC SDR-26 WASTEWATER (ALL DEPTHS), INCLUDING EXCAVATION AND BACKFILL | 1 | 110 | 110 | 110
510-AWW-TRE 24" DIA | LF | CARRIER PIPE NOT INSTALLED IN CASING, 24-INCH DIA, PVC SDR-26 WASTEWATER (ALL DEPTHS), INCLUDING EXCAVATION AND BACKFILL | 1 | 284 | 284 | 284
510-AWW10PVC | LF | PIPE, 10" DIA PVC SDR 26 TYPE (ALL DEPTHS), INCLUDING EXCAVATION AND BACKFILL - COMPLETE AND IN PLACE | 1 | 100 | 100 | 100
510-AWW12 | LF | PIPE, 12-INCH DIAM. SDR 26 TYPE (ALL DEPTHS), INCLUDING EXCAVATION AND BACKFILL | 1 | 104.72 | 104.72 | 104.72
510-AWW15 | LF | PIPE, 15-INCH DIAM. SDR 26 (ALL DEPTHS), INCLUDING EXCAVATION AND BACKFILL | 1 | 117.91 | 117.91 | 117.91
510-AWW4 | LF | PIPE, 4-INCH PVC SDR26 PIPE, ASTM D 3034 (ALL DEPTHS), INCLUDING EXCAVATION AND BACKFILL | 1 | 31 | 31 | 31
510-AWW4-1 | LF | PIPE, 4-INCH SOLID PVC, SCHEDULE 40 (ALL DEPTHS), INCLUDING EXCAVATION, BEDDING, AND BACKFILL | 1 | 55.6 | 55.6 | 55.6
510-AWW4-2 | LF | PIPE, 4-INCH SOLID PVC, SCHEDULE 40 (ALL DEPTHS), INCLUDING EXCAVATION, BEDDING, AND BACKFILL | 1 | 59.8 | 59.8 | 59.8
510-AWW42 | LF | PIPE (CCFRPM), 42" DIAMETER (ALL DEPTHS) OPEN TRENCH, INCLUDING EXCAVATION AND BACKFILL | 1 | 263 | 263 | 263
510-AWW6 | LF | PIPE, 6-INCH PVC SDR26 PIPE, ASTM D 3034 (ALL DEPTHS), INCLUDING EXCAVATION AND BACKFILL | 1 | 46 | 46 | 46
510-AWW8 | LF | PIPE, 8" DIA. PVC SDR 26 (ALL DEPTHS), INCLUDING EXCAVATION AND BACKFILL | 1 | 45 | 45 | 45
510-AWW8 | LF | PIPE, 8 INCH DIA PVC SDR-26 (ALL DEPTHS), INCLUDING EXCAVATION AND BACKFILL | 1 | 108 | 108 | 108
510-AWW8 | LF | PIPE, 8-INCH DIAM. SDR 26 TYPE (ALL DEPTHS), INCLUDING EXCAVATION AND BACKFILL | 1 | 122.1 | 122.1 | 122.1
510-AWW8 | LF | PIPE, 8-INCH PVC SDR26 PIPE, ASTM D 3034 (ALL DEPTHS), INCLUDING EXCAVATION AND BACKFILL | 1 | 58 | 58 | 58
510-AWW8PVC | LF | PIPE, 8" DIA. PVC SDR 26 TYPE (ALL DEPTHS), INCLUDING EXCAVATION AND BACKFILL - COMLPETE AND IN PLACE | 1 | 106 | 106 | 106
510-AWW:15 | LF | PIPE, 15" DIA SDR26PVC (ALL DEPTHS), INCLUDING EXCAVATION AND BACKFILL | 1 | 130 | 130 | 130
510-AWW:6 | LF | PIPE, 6" DIA SDR 26 PVC (ALL DEPTHS), INCLUDING EXCAVATION AND BACKFILL | 1 | 200 | 200 | 200
510-AWW:8 | LF | PIPE, 8" DIA SDR26PVC (ALL DEPTHS), INCLUDING EXCAVATION AND BACKFILL | 1 | 100 | 100 | 100
510-AWWA 24" DIA. | LF | PIPE, 24" DIA. PVC TYPE (ALL DEPTHS), INCLUDING EXCAVATION AND BACKFILL | 1 | 1000 | 1000 | 1000
510-AWWA 30" DIA. | LF | PIPE, 30" DIA. RPMP TYPE (ALL DEPTHS), INCLUDING EXCAVATION AND BACKFILL | 1 | 1000 | 1000 | 1000
510-B | EA | INSTALL/ RECONNECT LATERAL SERVICE TO EXIST. OR REPLACED PIPE 6 DIA. | 1 | 2800 | 2800 | 2800
510-B-W-D | EA | 1-1/2" DOUBLE WATER SERVICE | 1 | 6400 | 6400 | 6400
510-B-W-S | EA | 1-1/2" SINGLE WATER SERVICE | 1 | 5000 | 5000 | 5000
510-B-WW-6D | EA | 6" WW DOUBLE SERVICE W/ BACKFILL | 1 | 7300 | 7300 | 7300
510-B-WW-6D | EA | 6" WW DOUBLE SERVICE W/O BACKFILL | 1 | 6000 | 6000 | 6000
510-B-WW-6S-1 | EA | 6" WW SINGLE SERVICE W/BACKFILL | 1 | 5500 | 5500 | 5500
510-B-WW-6S-2 | EA | 6" WW SINGLE SERVICE W/O BACKFILL | 1 | 4700 | 4700 | 4700
510-B-WW-8D | EA | 8" WW DOUBLE SERVICE W/BACKFILL | 1 | 12000 | 12000 | 12000
510-B-WW-8S | EA | 8" WW SINGLE SERVICE W/BACKFILL | 1 | 12000 | 12000 | 12000
510-B1-W | EA | 2" DIAMETER WATER SERVICE INCL. COPPER TUBING, ALL NECESSARY FITTINGS, EXCAVATION, BEDDING, BACKFILL & METER BOX | 1 | 3000 | 3000 | 3000
510-B1W | EA | INSTALLING LATERAL SERVICE TO EXISTING PIPE (1-1/2" DIA. IRRIGATION SERVICE) (16" DIA PIPE) | 1 | 1500 | 1500 | 1500
510-BW | EA | INSTALLING OR RECONNECTING LATERAL SERVICE TO EXISTING PIPE (2" DIA. SERVICE) 6" DIA. PIPE | 1 | 12496 | 12496 | 12496
510-BW | EA | INSTALLING OR RECONNECTING LATERAL SERVICE TO EXISTING, OR REPLACED PIPE (1-1/2"DIA. COPPER SERVICE) | 1 | 1075 | 1075 | 1075
510-BW | EA | CONNECT NEW 2-IN DIA SERVICE TO EXISTING 12-INCH DIA. PUBLIC SERVICE | 1 | 3400 | 3400 | 3400
510-BW | EA | CONNECT NEW SERVICE TO EXISTING, OR REPLACED PIPE | 1 | 1400 | 1400 | 1400
510-BW | EA | INSTALL 1 1/2" WATER SERVICE | 1 | 2000 | 2000 | 2000
510-BW 3/4"X3/4" DIA | EA | CONNECTING NEW WATER SERVICE TO EXISTING PRIVATE SERVICE (3/4" DIA NEW SERVICE TO 3/4" DIA PRIVATE SERVICE) | 1 | 1750 | 1750 | 1750
510-BW 3/4"X3/4" DIA | EA | CONNECTING NEW WATER SERVICE TO EXISTING PRIVATE SERVICE (INCLUDES TEMP. RELOCATE) | 1 | 1600 | 1600 | 1600
510-BW-1.5D | EA | Installing or Reconnecting Lateral Service to Existing or Replaced Pipe (1-1/2" Dia. Double Water Service) | 2 | 3000 | 2000 | 4000
510-BW-1.5S | EA | Installing or Reconnecting Lateral Service to Existing or Replaced Pipe (1-1/2" Dia. Single Water Service) | 2 | 2750 | 2500 | 3000
510-BW-2D | EA | Installing or Reconnecting Lateral Service to Existing or Replaced Pipe (2" Dia. Double Water Service) | 2 | 3750 | 3000 | 4500
510-BW-2S | EA | Installing or Reconnecting Lateral Service to Existing or Replaced Pipe (2" Dia. Single Water Service) | 1 | 3200 | 3200 | 3200
510-BW-2S | EA | Installing or Reconnecting Lateral Service to Existing or Replaced Pipe (2" Dia. Single Water Service) | 1 | 3000 | 3000 | 3000
510-BW1 | EA | INSTALLING OR RECONNECTING LATERAL SERVICE TO EXISTING, OR REPLACED PIPE (1 1/2" COPPER SERVICE LINES) (SINGLE) | 1 | 1500 | 1500 | 1500
510-BW1 1/2 D | EA | CONNECT NEW DOUBLE 1 1/2" DIA. SERVICE TO EXISTING SERVICE | 1 | 1200 | 1200 | 1200
510-BW1 1/2 S | EA | CONNECT NEW SINGLE 1 1/2" DIA. SERVICE TO EXISTING SERVICE | 1 | 1200 | 1200 | 1200
510-BW1 1/2D | EA | INSTALLING OR RECONNECTING LATERAL SERVICE TO EXISTING, OR REPLACED PIPE (1 1/2" DIA. DOUBLE COPPER SERVICE) | 1 | 1400 | 1400 | 1400
510-BW1 1/2S | EA | INSTALLING OR RECONNECTING LATERAL SERVICE TO EXISTING, OR REPLACED PIPE (1 1/2" DIA. SINGLE COPPER SERVICE) | 1 | 1200 | 1200 | 1200
510-BW1.5X1 | EA | CONNECTING NEW 1-1/2" DIA. SERVICE TO EXISTING 1" WATER METER. PRIVATE SERVICE, SINGLE SERVICE | 1 | 1800 | 1800 | 1800
510-BW1.5X1.5 | EA | CONNECTING NEW 1-1/2" DIA. SERVICE TO EXISTING 1-1/2" WATER METER. PRIVATE SERVICE, SINGLE SERVICE | 1 | 1825 | 1825 | 1825
510-BW1.5X5/8 | EA | CONNECTING NEW 1-1/2" DIA. SERVICE TO EXISTING 5/8" WATER METER. PRIVATE SERVICE, SINGLE SERVICE | 1 | 1800 | 1800 | 1800
510-BW11/2D | EA | CONNECT NEW 1-1/2 INCH DIA DOUBLE SERVICED TO EXISTING 1-1/2 IN DIA DOUBLE PRIVATE SERVICE | 1 | 1450 | 1450 | 1450
510-BW11/2S | EA | CONNECT NEW 1-1/2 INCH DIA SERVICE TO EXISTING 1 1/2 INCH DIA PRIVATE SERVICE | 1 | 1350 | 1350 | 1350
510-BW11/2X1 | EA | CONNECT NEW 11/2" DIA SERVICE TO EXISTING 1" DIA PRIVATE SERVICE (INCLUDING SINGLE & DOUBLE SERVICE) | 1 | 2000 | 2000 | 2000
510-BW11/2X11/2T1 | EA | CONNECT NEW 11/2" DIA SERVICE TO EXISTING 11/2" DIA PRIVATE SERVICE (INCLUDING SINGLE & DOUBLE SERVICE) | 1 | 1500 | 1500 | 1500
510-BW11/2X11/2T1 | EA | CONNECT NEW 11/2" DIA TEMP SERVICE TO EXISTING 11/2" DIA PRIVATE SERVICE (TEMP SERVICE) | 1 | 1600 | 1600 | 1600
510-BW11/2X1T1 | EA | CONNECT NEW 11/2" DIA TEMP SERVICE TO EXISTING 1" DIA PRIVATE SERVICE (TEMP SERVICE) | 1 | 1600 | 1600 | 1600
510-BW11/2X3/4T1 | EA | CONNECT NEW 11/2 " DIA SERVICE TO EXISTING 3/4" DIA PRIVATE SERVICE (INCLUDING SINGLE & DOUBLE SERVICE() | 1 | 2000 | 2000 | 2000
510-BW11/2X3/4T1 | EA | CONNECT NEW 11/2" DIA TEMP SERVICE TO EXISTING 3/4" DIA PRIVATE SERVICE (INCLUDING TEMP, SINGLE & DOUBLE SERVICE) | 1 | 1600 | 1600 | 1600
510-BW11/2X5/8 | EA | CONNECT NEW 11/2" DIA SERVICE TO EXISTING 5/8" DIA PRIVATE SERVICE (INCLUDING SINGLE & DOUBLE SERVICE) | 1 | 1700 | 1700 | 1700
510-BW11/2X5/8T1 | EA | CONNECT NEW 11/2" DIA TEMP SERVICE TO EXISTING 5/8" DIA PRIVATE SERVICE (INCLUDING TEMP, SINGLE & DOUBLE SERVICE) | 1 | 1300 | 1300 | 1300
510-BW16X4 | EA | INSTALLING OR RECONNECTING LATERAL SERVICE TO EXISTING, OR REPLACED PIPE (4-INCH DIA. DI SERVICE) IN (16-INCH DIA. DI PIPE) | 1 | 200 | 200 | 200
510-BW16X6 | EA | INSTALLING OR RECONNECTING LATERAL SERVICE TO EXISTING, OR REPLACED PIPE (6-INCH DIA. DI SERVICE) IN (16-INCH DIA. DI PIPE) | 1 | 200 | 200 | 200
510-BW16X8 | EA | INSTALLING OR RECONNECTING LATERAL SERVICE TO EXISTING, OR REPLACED PIPE (8-INCH DIA. DI SERVICE) IN (16-INCH DIA. DI PIPE) | 1 | 200 | 200 | 200
510-BW2 | EA | INSTALLING OR RECONNECTING LATERAL SERVICE TO EXISTING, OR REPLACED PIPE (1 1/2" COPPER SERVICE LINES) (DOUBLE) | 1 | 1600 | 1600 | 1600
510-BW2-HDPE | EA | CONNECT NEW 2" DIA MINIMUM OR LIKE SIZE HDPE SERVICE TO EXISTING PRIVATE SERVICE (INCLUDING SINGLE & DOUBLE SERVICE - PER HDPE SERVICE CONNECTION DETA | 1 | 2000 | 2000 | 2000
510-BW2X2 | EA | CONNECTING NEW 2" DIA. SERVICE TO EXISTING 2" WATER METER. PRIVATE SERVICE, SINGLE SERVICE | 1 | 1850 | 1850 | 1850
510-BW2X2T1 | EA | CONNECT NEW 2" DIA SERVICE TO EXISTING 2" DIA PRIVATE SERVICE | 1 | 1500 | 1500 | 1500
510-BW2X2T1 | EA | CONNECT NEW 2" DIA TEMP SERVICE TO EXISTING 2" DIA PRIVATE SERVICE (TEMP SERVICE) | 1 | 1800 | 1800 | 1800
510-BW4X3 | EA | CONNECT NEW 4" DIA SERVICE TO EXISTING 3" DIA PRIVATE SERVICE | 1 | 2200 | 2200 | 2200
510-BW4X4 | EA | CONNECT NEW 4" DIA SERVICE TO EXISTING 4" DIA PRIVATE SERVICE | 1 | 2200 | 2200 | 2200
510-BW6X8 | EA | CONNECTING NEW 8" PVC SERVICE TO EXISTING PRIVATE SERVICE (8" DIA NEW SERVICE TO 6" DIA PRIVATE SERVICE) | 1 | 2000 | 2000 | 2000
510-BW:3/4X8 | LF | INSTALLING OR RECONNECTING LATERAL SERVICE TO EXISTING, OR REPLACED PIPE (3/4" DIA WATER SERVICE TO 8" DIA PIPE) | 1 | 2500 | 2500 | 2500
510-BWW | EA | INSTALLING OR RECONNECTING LATERAL SERVICE TO EXISTING, OR REPLACED PIPE (6" DIA. PVC SDR-26 SERVICE) | 1 | 1500 | 1500 | 1500
510-BWW | EA | CONNECT NEW 2-IN DIA SERVICE TO EXISTING 6-INCH DIA. PRIVATE SERVICE | 1 | 3300 | 3300 | 3300
510-BWW | EA | INSTALLING OR RECONNECTING LATERAL SERVICE TO EXISTING, OR REPLACED PIPE (ALL SIZES, ALL DEPTHS BY INTERNAL TAP CUTTING), COMPLETE AND IN PLACE | 1 | 750 | 750 | 750
510-BWW | EA. | INSTALLING OR RECONNECTING LATERAL SERVICE | 1 | 2900 | 2900 | 2900
510-BWW 6"X6" DIA | EA | CONNECTING NEW WASTEWATER SERVICE TO EXISTING PRIVATE SERVICE (6" DIA NEW SERVICE TO 6" DIA PRIVATE SERVICE) | 2 | 1425 | 1400 | 1450
510-BWW-6D | EA | Installing or Reconnecting Lateral Service to Existing or Replaced Pipe (6┐ Dia. Double WW Service) | 2 | 3400 | 3300 | 3500
510-BWW-6DIA | EA | RECONNECTING LATERAL SERVICE TO EXISTING WASTEWATER PIPE (6 INCH DIA SDR 26 PIPE) | 1 | 1500 | 1500 | 1500
510-BWW-6S | EA | Installing or Reconnecting Lateral Service to Existing or Replaced Pipe (6┐ Dia. Single WW Service) | 2 | 2850 | 2200 | 3500
510-BWW-8S | EA | Installing or Reconnecting Lateral Service to Existing or Replaced Pipe (8┐ Dia. Single WW Service) | 2 | 3800 | 3600 | 4000
510-BWW6 1/2 D | EA | CONNECT NEW 6" DIA. SERVICE TO EXISTING SERVICE | 1 | 1300 | 1300 | 1300
510-BWW6S | EA | HAND TRENCHING/DIGGING FOR WASTEWATER SERVICE IN VICINITY OF TREE CRITICAL ROOT ZONE (THIS ITEM IS IN ADDITION TO THE SERVICE CONNECTION BID ITEM FOR | 1 | 200 | 200 | 200
510-BWW6X4 | EA | CONNECTING NEW 6" DIA. SERVICE TO EXISTING PRIVATE SERVICE, SINGLE SERVICE | 1 | 1500 | 1500 | 1500
510-BWW6X6 | EA | CONNECT NEW 6" DIA SERVICE TO EXISTING 6" DIA PRIVATE SERVICE, (INCLUDING SINGLE & DOUBLE SERVICE) | 1 | 1300 | 1300 | 1300
510-BWW8X6D | EA | INSTALLATION LATERAL SERVICE, 6-INCH DIA PVC DOUBLE SERVICE IN 8-INCH DIA PVC SDR-26 PIPE (INCLUDING FITTINGS, BEDDING, EXCAVATION, BACKFILL, RISER AN | 1 | 800 | 800 | 800
510-BWW8X6S | EA | INSTALLATION LATERAL SERVICE, 6-INCH DIA PVC SINGLE SERVICE IN 8-INCH DIA PVC SDR-26 PIPE (INCLUDING FITTINGS, BEDDING, EXCAVATION, BACKFILL, RISER AN | 1 | 600 | 600 | 600
510-BWW:4X8 | EA | INSTALLING OR RECONNECTING LATERAL SERVICE TO EXISTING, OR REPLACED PIPE (4" DIA SERVICE TO 8" DIA PIPE) | 1 | 2000 | 2000 | 2000
510-BWW:6X15 | EA | INSTALLING OR RECONNECTING LATERAL SERVICE TO EXISTING, OR REPLACED PIPE (6" DIA SERVICE TO 15": DIA PIPE) | 1 | 2500 | 2500 | 2500
510-CO | EA | LOWERING CLEANOUTS (PER SHEET 9 OF DRAWINGS) | 1 | 50 | 50 | 50
510-CP1 | EA | CUT & PLUG OF EXISTING WASTEWATER LINES-INCLUDING PAVEMENT REPAIR | 1 | 4500 | 4500 | 4500
510-CP1 | EA | CUT & PLUG OF EXISTING WASTEWATER LINES-NO PAVEMENT REPAIR REQUIRED | 1 | 1500 | 1500 | 1500
510-FW | LF | CONCRETE TRENCH CAP, 5 FT WIDTH | 1 | 110 | 110 | 110
510-FW7 | LF | CONCRETE TRENCH CAP, 7 FT. WIDTH, COMPLETE AND IN-PLACE | 1 | 15 | 15 | 15
510-GW12 | LF | CONCRETE CAP AND ENCASEMENT, 12" DIA PIPE | 1 | 40 | 40 | 40
510-HW48 | LF | CEMENT STABILIZED BACKFILL, 48" DIA. PIPE | 1 | 20 | 20 | 20
510-I | EA | 12" TAPPING SLEEVE AND VALVE INCL. EXCAVATION, FURNISHING AND INSTALLATION TAPPING SLEEVE, VALVE AND ACCESSORIES, LABOR AND EQUIPMENT TO COMPLETE WO~1~7000~7000~7000~
510-I | EA | 16" TAPPING SLEEVE AND VALVE INCL. EXCAVATION, FURNISHING AND INSTALLATION TAPPING SLEEVE, VALVE AND ACCESSORIES, LABOR AND EQUIPMENT TO COMPLETE WO~1~12500~12500~12500~
510-IW12X8 | EA | PRESSURE TAP, 12" DIA. X 8" DIA. | 1 | 7000 | 7000 | 7000
510-IW20 | EA | PRESSURE TAPS 16" DIA. X 20" DIA. | 1 | 15000 | 15000 | 15000
510-IW20X12 | EA | PRESSURE TAPS, 20" DIA X 12" DIA | 1 | 15000 | 15000 | 15000
510-IW:12X6 | EA | PRESSURE TAP, 12"X6" | 1 | 6500 | 6500 | 6500
510-IW:8X6 | EA | PRESSURE TAP, 8"X6" | 1 | 5500 | 5500 | 5500
510-J | EA | 12" WET CONNECTION INCL. ALL NECESSARY SHUTOFFS, EXCAVATION, DEWATERING, BEDDING & BACKFILL TO COMPLETE WORK | 1 | 3500 | 3500 | 3500
510-J | EA | WET CONNECTION, COMPLETE IN PLACE | 1 | 6117.28 | 6117.28 | 6117.28
510-J | EA | WET CONNECTIONS 16" DIA. X 16" DIA. | 1 | 5000 | 5000 | 5000
510-J-W | EA | WET CONNECTIONS,12" DIAMETER x 12" DIAMETER | 1 | 3000 | 3000 | 3000
510-JRW-12 | EA | WET CONNECTIONS, 24" DIA. X 12" DIA. | 1 | 2700 | 2700 | 2700
510-JRW-24 | EA | WET CONNECTIONS, 24" DIA. X 24" DIA. | 1 | 3500 | 3500 | 3500
510-JRW-8 | EA | WET CONNECTIONS, 24" DIA. X 8" DIA. | 1 | 2500 | 2500 | 2500
510-JRW6X6 | EA | WET CONNECTIONS, 6" X 6" | 1 | 1300 | 1300 | 1300
510-JRW8X8 | EA | WET CONNECTIONS, 8" X 6" | 1 | 1600 | 1600 | 1600
510-JW | EA | WET CONNECTION, 16 INCH DIAMETER X 4 INCH DIAMETER | 1 | 4600 | 4600 | 4600
510-JW | EA | WET CONNECTIONS, 12"X12" | 1 | 2000 | 2000 | 2000
510-JW | EA | WET CONNECTIONS, 8"X8" | 1 | 1800 | 1800 | 1800
510-JW | EA | Wet Connections, 12" Dia x 12" Dia | 2 | 3300 | 2600 | 4000
510-JW | EA | Wet Connections, 16" Dia x 12" Dia | 1 | 6400 | 6400 | 6400
510-JW | EA | Wet Connections, 2" Dia x 8" Dia | 1 | 1000 | 1000 | 1000
510-JW | EA | Wet Connections, 24" Dia x 24" Dia | 1 | 8000 | 8000 | 8000
510-JW | EA | Wet Connections, 4" Dia x 12" Dia | 1 | 3500 | 3500 | 3500
510-JW | EA | Wet Connections, 6" Dia x 12" Dia | 2 | 2750 | 2000 | 3500
510-JW | EA | Wet Connections, 6" Dia x 8" Dia | 1 | 1500 | 1500 | 1500
510-JW | EA | Wet Connections, 8" Dia x 12" Dia | 2 | 3100 | 2200 | 4000
510-JW | EA | Wet Connections, 8" Dia x 8" Dia | 1 | 1800 | 1800 | 1800
510-JW 12"X12" DIA | EA | WET CONNECTIONS, 12" DIA X 12" DIA | 1 | 2500 | 2500 | 2500
510-JW 12"X6" DIA | EA | WET CONNECTIONS, 12" DIA X 6" DIA | 1 | 1500 | 1500 | 1500
510-JW 42X42DIA | EA | WET CONNECTIONS, 42-INCH DIA X 42-INCH DIA | 1 | 4200 | 4200 | 4200
510-JW 6"X6" DIA | EA | WET CONNECTIONS, 6" DIA X 6" DIA | 1 | 1200 | 1200 | 1200
510-JW 6X6DIA | EA | WET CONNECTIONS, 6-INCH DIA X 6-INCH DIA | 1 | 1000 | 1000 | 1000
510-JW 8"X8" DIA | EA | WET CONNECTIONS, 8" DIA X 8" DIA | 1 | 1300 | 1300 | 1300
510-JW-12 | EA | WET CONNECTIONS 12" DIA. X 12" DIA. | 1 | 4000 | 4000 | 4000
510-JW-36X12 | EA | WET CONNECTIONS, 36" DIA. X 36" DIA., COMPLETE AND IN-PLACE | 1 | 7430 | 7430 | 7430
510-JW-48"X48"DIA | EA | WET CONNECTIONS, 48" DIA X 48" DIA | 1 | 10000 | 10000 | 10000
510-JW-6 | EA | WET CONNECTIONS 6" DIA. X 6" DIA. | 1 | 1500 | 1500 | 1500
510-JW-8 | EA | WET CONNECTIONS 8" DIA. X 8" DIA. | 1 | 2000 | 2000 | 2000
510-JW12 | EA | WET CONNECTIONS, 12" DIA. X 12" DIA. | 1 | 1000 | 1000 | 1000
510-JW12 | EA | WET CONNECTIONS 12" DIA. | 1 | 2500 | 2500 | 2500
510-JW12X12 | EA | WET CONNECTION, 12-IN. DIA. X 12-IN. DIA. | 1 | 3536.35 | 3536.35 | 3536.35
510-JW12X12 | EA | WET CONNECTIONS, 12" DIA X 12" DIA | 2 | 4000 | 3500 | 4500
510-JW12X12 | EA | WET CONNECTIONS, 12-INCH DIA. X 12-INCH DIA., COMPLETE AND IN-PLACE | 1 | 2800 | 2800 | 2800
510-JW12X8 | EA | WET CONNECTIONS, 12 INCH DIA. X 8 INCH DIA. | 1 | 500 | 500 | 500
510-JW14X8 | EA | WET CONNECTIONS, 14 INCH DIA. X 8 INCH DIA. | 1 | 500 | 500 | 500
510-JW16X16 | EA | WET CONNECTIONS, 16" DIA X 16" DIA | 1 | 5550 | 5550 | 5550
510-JW16X16 | EA | WET CONNECTIONS, 16" DIA. X 16" DIA., COMPLETE AND IN PLACE | 1 | 7000 | 7000 | 7000
510-JW16X8 | EA | WET CONNECTIONS, 16" DIA. X 8" DIA. | 1 | 4000 | 4000 | 4000
510-JW20X20 | EA | WET CONNECTION, 20-IN. DIA. X 20-IN. DIA. | 1 | 7102.29 | 7102.29 | 7102.29
510-JW20X20 | EA | WET CONNECTIONS, 12" DIA X 20" DIA | 1 | 20000 | 20000 | 20000
510-JW24X24 | EA | WET CONNECTION, 24" DIA. X 24" DIA. PER EACH | 1 | 9800 | 9800 | 9800
510-JW24X24 | EA | WET CONNECTIONS, 24-INCH DIA. X 24-INCH DIA., COMPLETE AND IN-PLACE | 1 | 3200 | 3200 | 3200
510-JW2X2 | EA | WET CONNECTION, 2-IN. DIA. X 2-IN. DIA. | 1 | 1177.82 | 1177.82 | 1177.82
510-JW36X12 | EA | WET CONNECTIONS, 12" DIA. X 12" DIA. | 1 | 2700 | 2700 | 2700
510-JW36X20 | EA | WET CONNECTIONS, 20" DIA. X 20" DIA. | 1 | 24500 | 24500 | 24500
510-JW36X36 | EA | WET CONNECTIONS, 36" DIA. X 36" DIA. | 2 | 1600 | 500 | 2700
510-JW36X36 | EA | WET CONNECTIONS, 36" DIA. X 36" DIA., COMPLETE AND IN PLACE | 1 | 10000 | 10000 | 10000
510-JW36X8 | EA | WET CONNECTIONS, 8" DIA. X 8" DIA. | 1 | 2100 | 2100 | 2100
510-JW36x36 | EA | WET CONNECTIONS, 36" DIA. X 36" DIA., COMPLETE AND IN PLACE | 1 | 4000 | 4000 | 4000
510-JW42X42 | EA | WET CONNECTIONS, 42-INCH DIA X 42-INCH DIA | 1 | 32000 | 32000 | 32000
510-JW42X42 | EA | WET CONNECTIONS, 42-INCH DIA. X 42-INCH DIA., COMPLETE AND IN-PLACE | 1 | 6500 | 6500 | 6500
510-JW48X48 | EA | WET CONNECTION, 48" DIA. X 48" DIA. | 1 | 20000 | 20000 | 20000
510-JW4X4 | EA | WET CONNECTIONS, 4" DIA X 4" DIA | 1 | 1400 | 1400 | 1400
510-JW6 | EA | WET CONNECTIONS, 6" DIA. X 6" DIA. | 1 | 1000 | 1000 | 1000
510-JW6 | EA | WET CONNECTIONS 6" DIA. | 1 | 2000 | 2000 | 2000
510-JW6 | EA | WET CONNECTIONS, 6" DIA X 6" DIA | 1 | 1500 | 1500 | 1500
510-JW6X6 | EA | WET CONNECTION, 6-IN. DIA. X 6-IN. DIA. | 1 | 3536.35 | 3536.35 | 3536.35
510-JW6X6 | EA | WET CONNECTIONS, 6" DIA X 6" DIA | 1 | 2000 | 2000 | 2000
510-JW6X6 DIA. | EA | WET CONNECTIONS, 6" DIA. X 6" DIA. | 1 | 2000 | 2000 | 2000
510-JW6X6DIA | EA | WET CONNECTIONS 6-INCH DIA X 6-INCH DIA. | 1 | 1600 | 1600 | 1600
510-JW8 | EA | WET CONNECTIONS, 8" DIA. X 8" DIA. | 1 | 1000 | 1000 | 1000
510-JW8 | EA | WET CONNECTIONS 8" DIA. | 1 | 2200 | 2200 | 2200
510-JW8 | EA | WET CONNECTIONS, 8" DIA X 8" DIA | 1 | 2200 | 2200 | 2200
510-JW8X4 | EA | WET CONNECTIONS, 8 INCH DIA. X 4 INCH DIA. | 1 | 500 | 500 | 500
510-JW8X6 | EA | WET CONNECTIONS, 8 INCH DIA. X 6 INCH DIA. | 1 | 500 | 500 | 500
510-JW8X8 | EA | WET CONNECTION, 8-IN. DIA. X 8-IN. DIA. | 1 | 3536.37 | 3536.37 | 3536.37
510-JW8X8 | EA | WET CONNECTIONS, 8" DIA X 8" DIA | 2 | 3000 | 2500 | 3500
510-JW8X8 | EA | WET CONNECTIONS, 8" DIA. X 8" DIA. | 1 | 3500 | 3500 | 3500
510-JW8X8DIA | EA | WET CONNECTIONS 8-INCH DIA X 8-INCH DIA. | 1 | 1700 | 1700 | 1700
510-JW:10X12 | EA | 10" X 12" WET CONNECTION. FITTINGS ARE SUBSIDIARY TO THE BID ITEM. | 1 | 6000 | 6000 | 6000
510-JW:12X12 | EA | WET CONNECTIONS, 12"X12" | 1 | 4000 | 4000 | 4000
510-JW:12X8 | EA | WET CONNECTIONS, 12"X8" | 1 | 3000 | 3000 | 3000
510-JW:36X36 | EA | 36" X 36" WET CONNECTION. FITTINGS ARE SUBSIDIARY TO THE BID ITEM. | 1 | 15000 | 15000 | 15000
510-JW:6X16 | EA | 6" TO 16" WET CONNECTION. FITTINGS ARE SUBSIDIARY TO THE BID ITEM. | 1 | 5500 | 5500 | 5500
510-JW:6X6 | EA | WET CONNECTIONS, 6"X6" | 1 | 2500 | 2500 | 2500
510-JW:8X8 | EA | 8" X 8" WET CONNECTION. FITTINGS ARE SUBSIDIARY TO THE BID ITEM. | 1 | 5000 | 5000 | 5000
510-K | TN | DUCTILE IRON FITTINGS | 1 | 10000 | 10000 | 10000
510-K | TON | COMPACT DUCTILE IRON FITTINGS, AWWA C-153 | 1 | 6000 | 6000 | 6000
510-K | TON | DUCTILE IRON FITTINGS 4 INCH THROUGH 24 INCH | 1 | 15000 | 15000 | 15000
510-KR-W | TON | DUCTILE IRON FITTINGS FOR FACTORY RESTRAINED PIPE | 1 | 8000 | 8000 | 8000
510-KW | TN | DUCTILE IRON FITTINGS | 1 | 1 | 1 | 1
510-KW | TON | DUCTILE IRON FITTINGS | 10 | 6735 | 500 | 11000
510-KW | TON | DUCTILE IRON FITTINGS | 2 | 6250 | 4000 | 8500
510-KW | TON | DUCTILE IRON FITTINGS (4" THROUGH 24") | 1 | 15000 | 15000 | 15000
510-KW | TON | DUCTILE IRON FITTINGS (ALL SIZES) | 1 | 8400 | 8400 | 8400
510-KW | TON | DUCTILE IRON FITTINGS 4 INCH THROUGH 24 INCH | 4 | 9450 | 3000 | 13800
510-KW | TON | DUCTILE IRON FITTINGS 43 INCH THROUGH 12 INCH | 1 | 10500 | 10500 | 10500
510-KW | TON | DUCTILE IRON FITTINGS FOR FACTORY RESTRAINED JOINT PIPE | 1 | 0 | 0 | 0
510-KW | TON | DUCTILE IRON FITTINGS, 4 INCH TO 24 INCH | 1 | 7900 | 7900 | 7900
510-KW | TON | DUCTILE IRON FITTINGS, 4 INCHES THROUGH 24 INCHES | 1 | 0 | 0 | 0
510-KW | TON | DUCTILE IRON FITTINGS, COMPLETE AND IN-PLACE | 2 | 5100 | 2200 | 8000
510-KW | TON | Ductile Iron Fittings 4 inch through 24 inch | 2 | 1750.005 | 0.01 | 3500
510-KW | TONS | DUCTILE IRON FITTINGS | 2 | 9075 | 8900 | 9250
510-KWW | TON | DUCTILE IRON FITTINGS 4 INCH THROUGH 24 INCH | 1 | 30000 | 30000 | 30000
510-LS | LS | JAMES RANCH INTERCONNECT, INCLUDING ALL ASSOCIATED WORK, PER LUMP SUM | 2 | 14500 | 14500 | 14500
510-LW-24 | VF | PIPE, D.I. 24" INSTALLED VERTICALLY IN MANHOLE, INCLUDING FITTINGS, PER VERTICAL FOOT | 2 | 2200 | 2200 | 2200
510-LW-36 | VF | PIPE, D.I. 36" INSTALLED VERTICALLY IN MANHOLE, INCLUDING FITTINGS, PER VERTICAL FOOT | 2 | 2350 | 2350 | 2350
510-LWW-1A | EA | NEW SINGLE WW SERVICE CONNECTION 6" DIA. | 1 | 1500 | 1500 | 1500
510-LWW-1B | EA | RECONNECT NEW SINGLE WW SERVICE CONNECTION 6" DIA. | 1 | 500 | 500 | 500
510-LWW-2A | EA | NEW DUAL WW SERVICE CONNECTION 6" DIA. | 1 | 2200 | 2200 | 2200
510-LWW-2B | EA | RECONNECT NEW DUAL WW SERVICE CONNECTION 6" DIA. | 1 | 550 | 550 | 550
510-LWW-3A | EA | NEW SINGLE WW DEEP SERVICE CONNECTION 6" DIA. | 1 | 2000 | 2000 | 2000
510-LWW-4A | EA | NEW DUAL WW DEEP SERVICE CONNECTION 6" DIA. | 1 | 3300 | 3300 | 3300
510-PH WW | LS | VERIFY LINE LOCATION BY POTHOLE | 1 | 5000 | 5000 | 5000
510-PM-1 | LF | PARTICLE MIGRATION PREVENTION FOR 8" WW PIPE | 1 | 4 | 4 | 4
510-PM-2 | LF | PARTICLE MIGRATION PREVENTION FOR 18" WW PIPE | 1 | 4.8 | 4.8 | 4.8
510-PM-3 | LF | PARTICLE MIGRATION PREVENTION FOR 21" WW PIPE | 1 | 5 | 5 | 5
510-PR | LF | PAVEMENT RESTORATION INCLUDING 12" FLEX BASE & 2" TYPE D HMAC | 1 | 30 | 30 | 30
510-SC | LF | SAWCUT UTILITY TRENCH IN EAST 7TH. STREET | 1 | 5 | 5 | 5
510-TR WW | LF | TRENCH RESTORATION | 1 | 130 | 130 | 130
510-XW-1 | LS | EXPLORATORY EXCAVATION TO VERIFY LOCATION OF EXISTING UTILITIES; STA 10+00 | 1 | 4100 | 4100 | 4100
510-XW-2 | LS | EXPLORATORY EXCAVATION TO VERIFY LOCATION OF EXISTING UTILITIES; STA 33+28 TO STA33+68 | 1 | 4100 | 4100 | 4100
510-XW-3 | LS | EXPLORATORY EXCAVATION TO VERIFY LOCATION OF EXISTING UTILITIES; STA 34+65 TO STA 36+15 | 1 | 12300 | 12300 | 12300
510A-SW18"CLIII | LF | 18" RCP CLASS III STORM SEWER PIPE | 1 | 110 | 110 | 110
510A-SW24CLIII | LF | 24" RCP CLASS III STORM SEWER PIPE | 1 | 117 | 117 | 117
510A-SW30"CLIII | LF | 30" RCP CLASS III STORM SEWER PIPE | 1 | 128 | 128 | 128
510A-SW48CLIII | LF | 48" RCP CLASS III STORM SEWER PIPE | 1 | 161 | 161 | 161
510A-SW54CLIII | LF | 54" RCP CLASS III STORM SEWER PIPE | 1 | 175 | 175 | 175
510AW-6 | LF | PIPE, 6-INCH DIA. CLASS 350 DUCTILE IRON (ALL DEPTHS), INCLUDING EXCAVATION AND BACKFILL | 1 | 34 | 34 | 34
510AW-6 | LF | PIPE, 6-INCH DIA., CLASS 350 DUCTILE IRON, (ALL DEPTHS), INCLUDING EXCAVATION AND BACKFILL | 1 | 75 | 75 | 75
510AW36-1 | LF | PIPE, 36-INCH DIA. CLASS 250 DUCTILE IRON (ALL DEPTHS), INCLUDING EXCAVATION AND BACKFILL | 1 | 135 | 135 | 135
510AWRJ-42 | LF | FACTORY RESTRAINED JOINT PIPE, 42-INCH DIA., CLASS 250 DUCTILE IRON, (ALL DEPTHS) INCLUDING EXCAVATION AND BACKFILL | 1 | 297 | 297 | 297
510BW | EA | INSTALLING OR RECONNECTING LATERAL SERVICE TO EXISTING OR REPLACE PIPE, 1 1/2-INCH COPPER PIPE | 1 | 1850 | 1850 | 1850
510BWW | EA | INSTALLING OR RECONNECTING LATERAL SERVICE TO EXISTING, OR REPLACED PIPE (6" DIA SINGLE WW SERVICE) | 1 | 2690 | 2690 | 2690
510BWW6┐x6┐Dia1 | LF | Install new or replace existing service lateral using 6 Inch diameter SDR 26 PVC pipe, depth 0┐ to 3┐, complete and in place. | 1 | 36 | 36 | 36
510BWW6┐x6┐Dia10 | EA | Install service connection to existing main 10.1┐ to 16┐ deep, without replacing main, complete and in place. | 1 | 2000 | 2000 | 2000
510BWW6┐x6┐Dia11 | VF | Vertical foot Piping per wastewater deep service connection per detail 520-6 including concrete, complete and in place | 1 | 500 | 500 | 500
510BWW6┐x6┐Dia2 | LF | Install new or replace existing service lateral using 6 Inch diameter SDR 26 PVC pipe, depth 3.1┐ to 6┐, complete and in place. | 1 | 40 | 40 | 40
510BWW6┐x6┐Dia3 | LF | Install new or replace existing service lateral using 6 Inch diameter SDR 26 PVC pipe, depth 6.1┐ to 8┐, complete and in place. | 1 | 45 | 45 | 45
510BWW6┐x6┐Dia4 | LF | Install new or replace existing service lateral using 6 Inch diameter SDR 26 PVC pipe, depth 8.1┐ to 10┐, complete and in place. | 1 | 50 | 50 | 50
510BWW6┐x6┐Dia5 | LF | Install new or replace existing service lateral using 6 Inch diameter SDR 26 PVC pipe, depth 10.1┐ to 12┐, complete and in place. | 1 | 70 | 70 | 70
510BWW6┐x6┐Dia6 | LF | Install new or replace existing service lateral using 6 Inch diameter SDR 26 PVC pipe, depth 12.1┐ to 14┐, complete and in place. | 1 | 80 | 80 | 80
510BWW6┐x6┐Dia7 | LF | Install new or replace existing service lateral using 6 Inch diameter SDR 26 PVC pipe, depth 14.1┐ to 16┐, complete and in place. | 1 | 110 | 110 | 110
510BWW6┐x6┐Dia8 | EA | Install service connection to existing main 0┐ to 6┐ deep, without replacing main, complete and in place. | 1 | 1000 | 1000 | 1000
510BWW6┐x6┐Dia9 | EA | Install service connection to existing main 6.1┐ to 10┐ deep, without replacing main, complete and in place. | 1 | 1500 | 1500 | 1500
510J | EA | WET CONNECTIONS 30" DIA. X 30" DIA. | 1 | 20000 | 20000 | 20000
510J-12 | EA | WET CONNECTIONS 12" DIA. x 12" DIA. | 1 | 5500 | 5500 | 5500
510J-16 | EA | WET CONNECTIONS 12" DIA. x 16" DIA. | 1 | 6000 | 6000 | 6000
510J-6 | EA | WET CONNECTIONS 6" DIA. x 12" DIA. | 1 | 5000 | 5000 | 5000
510J-8 | EA | WET CONNECTIONS 8" DIA. x 12" DIA. | 1 | 5200 | 5200 | 5200
510JW | EA | WET CONNECTIONS - 42-INCH X 42-INCH | 1 | 1000 | 1000 | 1000
510K | TON | COMPACT DUCTILE IRON FITTINGS, AWWA C-153. | 1 | 10500 | 10500 | 10500
510K | TON | DUCTILE IRON FITTINGS | 1 | 7500 | 7500 | 7500
510KW | TON | D.I. FITTINGS | 1 | 0 | 0 | 0
511G-3 | EA | 3" SINGLE BODY COMBINATION AIR RELEASE VALVE. PER EACH | 2 | 3400 | 3400 | 3400
511G-4 | EA | 4" SINGLE BODY COMBINATION AIR RELEASE VALVE. PER EACH | 2 | 4000 | 4000 | 4000
511S | EA | 4" MJ GATE VALVE | 1 | 500 | 500 | 500
511S | EA | 8" MJ GATE VALVE | 1 | 1250 | 1250 | 1250
511S-18 | EA | 5.25" FIRE HYDRANT ASSEMBLY INCL. EXCAVATION, BACKFILL, PRESSURE REDUCING VALVE, METER BOX, GATE VALVE, BOX W/ COVER AND ADJUSTMENT TO FINAL GRADE | 1 | 5500 | 5500 | 5500
511S-1A | EA | 2" AIR RELEASE VALVE INCL. EXCAVATION, BACKFILL, VALVES, FITTINGS, PIPE, TAPPING INTO THE MAIN, BOX AND COVER AND ADJUSTMENT TO FINAL GRADE | 1 | 2500 | 2500 | 2500
511S-42 | EA | VALVES, GATE, 42-INCH DIAMETER | 1 | 60100 | 60100 | 60100
511S-6 | EA | VALVES, GATE TYPE, 6" DIAMETER | 1 | 700 | 700 | 700
511S-6 | EA | VALVES, GATE, 6-INCH DIAMETER | 1 | 1450 | 1450 | 1450
511S-A | EA | 12" GATE VALVE W/ BOX AND COVER INCL. EXCAVATION, INSTALLATION, BEDDING, COMPACTION AND ADJUSTMENT TO FINAL GRADE | 1 | 2500 | 2500 | 2500
511S-A | EA | 24" GATE VALVE W/ BOX AND COVER INCL. EXCAVATION, INSTALLATION, BEDDING, COMPACTION AND ADJUSTMENT TO FINAL GRADE | 1 | 17000 | 17000 | 17000
511S-A | EA | VALVES, GATE, 12" DIAMETER | 1 | 2000 | 2000 | 2000
511S-A | EA | VALVES, GATE, 24" DIAMETER | 1 | 17000 | 17000 | 17000
511S-A | EA | VALVES, GATE, 36" DIAMETER | 1 | 45000 | 45000 | 45000
511S-A | EA | VALVES, ADJUSTMENT OF VALVE BOX CASING OF VARIOUS TYPE, AND DIA INCLUDING EXCAVATION AND BACKFILLING | 1 | 250 | 250 | 250
511S-A | EA | VALVES, GATE TYPE, 12" DIAMETER | 1 | 1600 | 1600 | 1600
511S-A | EA | VALVES, GATE TYPE, 6" DIAMETER | 1 | 700 | 700 | 700
511S-A | EA | VALVES, GATE TYPE, 8" DIAMETER | 1 | 950 | 950 | 950
511S-A-12 | EA | Valves, Gate, 12" Diameter | 1 | 2200 | 2200 | 2200
511S-A-12 | EA | GATE VALVE 12" DIA. | 1 | 1800 | 1800 | 1800
511S-A-12 | EA | VALVES, GATE (RS) TYPE, 12-INCH DIA., COMPLETE AND IN-PLACE | 1 | 2000 | 2000 | 2000
511S-A-12 | EA | VALVES, GATE, 12" DIA., COMPLETE AND IN-PLACE | 1 | 2180 | 2180 | 2180
511S-A-12 | EA | Valves, Gate, 12" Diameter | 1 | 2500 | 2500 | 2500
511S-A-12"DIA | EA | VALVES, RESILIENT SEATED AWWA C515 GATE TYPE, 12" DIAMETER | 1 | 2560 | 2560 | 2560
511S-A-16 | EA | VALVES, GATE (RS) TYPE, 16-INCH DIA., COMPLETE AND IN-PLACE | 1 | 5000 | 5000 | 5000
511S-A-16 | EA | VALVES, RESILIENT WEDGE GATE VALVE, 16-INCH DIAMETER | 1 | 5300 | 5300 | 5300
511S-A-24 | EA | Valves, Gate, 24" Diameter | 1 | 15000 | 15000 | 15000
511S-A-24 | EA | VALVES, AWWA-C515 GATE VALVE, 24-INCH DIAMETER | 1 | 14410 | 14410 | 14410
511S-A-24 | EA | VALVES, RESILIENT SEATED GATE TYPE, 24" DIAMETER, PER EACH | 2 | 13500 | 13500 | 13500
511S-A-24"DIA | EA | VALVES, RESILIENT SEATED AWWA C515 GATE TYPE, 24" DIAMETER | 1 | 13800 | 13800 | 13800
511S-A-36 | EA | VALVES, GATE, 36" DIA., COMLPETE AND IN-PLACE | 1 | 36000 | 36000 | 36000
511S-A-36 | EA | VALVES, RESILIENT SEATED GATE TYPE, 36" DIAMETER, PER EACH | 2 | 35000 | 35000 | 35000
511S-A-4 | EA | Valves, Gate, 4" Diameter | 1 | 1000 | 1000 | 1000
511S-A-42 | EA | VALVES, GATE (RS) TYPE, 42-INCH DIA., COMPLETE AND IN-PLACE | 1 | 53000 | 53000 | 53000
511S-A-42 | EA | VALVES, RESILIENT WEDGE AWWA-C515 GATE VALVE, 42-INCH DIAMETER | 1 | 47000 | 47000 | 47000
511S-A-48"DIA | EA | VALVES, RESILIENT SEATED AWWA C515 GATE TYPE, 48" DIAMETER | 1 | 52800 | 52800 | 52800
511S-A-4GV | EA | 4-INCH GATE VALVE | 1 | 750 | 750 | 750
511S-A-5GV | EA | 5-INCH GATE VALVE | 1 | 800 | 800 | 800
511S-A-6 | EA | Valves, Gate, 6" Diameter | 2 | 1100 | 1000 | 1200
511S-A-6 | EA | GATE VALVE 6" DIA. | 1 | 1000 | 1000 | 1000
511S-A-6 | EA | VALVES, GATE (RS) TYPE, 6-INCH DIA., COMPLETE AND IN-PLACE | 1 | 1100 | 1100 | 1100
511S-A-6 | EA | VALVES, GATE, 6" DIA., COMPLETE AND IN PLACE | 1 | 1000 | 1000 | 1000
511S-A-6 | EA | VALVES, RESILIENT SEATED GATE TYPE, 6" DIAMETER, PER EACH | 2 | 700 | 700 | 700
511S-A-6 | EA | VALVES, RESILIENT WEDGE GATE VALVE, 6-INCH DIAMETER | 1 | 1000 | 1000 | 1000
511S-A-6"DIA | EA | VALVES, RESILIENT SEATED AWWA C515 GATE TYPE, 6" DIAMETER | 1 | 1050 | 1050 | 1050
511S-A-6CV | EA | 6-INCH WAFER STYLE CHECK VALVE | 1 | 750 | 750 | 750
511S-A-6GV | EA | 6-INCH GATE VALVE | 1 | 800 | 800 | 800
511S-A-8 | EA | Valves, Gate, 8" Diameter | 1 | 1400 | 1400 | 1400
511S-A-8 | EA | GATE VALVE 8" DIA. | 1 | 1200 | 1200 | 1200
511S-A-8 | EA | Valves, Gate, 8" Diameter | 1 | 1500 | 1500 | 1500
511S-A-8GV | EA | 8-INCH GATE VALVE | 1 | 1200 | 1200 | 1200
511S-A-GV-12 | EA | 12" GATE VALVE & BOX, INCL ADJUSTMENTS, COMPLETE IN PLACE | 1 | 2250.18 | 2250.18 | 2250.18
511S-A-GV-16 | EA | 16" GATE VALVE & BOX, INCL ADJUSTMENTS TO GRADE, COMPLETE IN PLACE | 1 | 5763.28 | 5763.28 | 5763.28
511S-A-GV-24 | EA | 24" GATE VALVE & BOX, INCL ADJUSTMENTS TO GRADE, COMPLETE IN PLACE | 1 | 17373.4 | 17373.4 | 17373.4
511S-A10 | EA | VALVES, GATE TYPE, 10" DIA. | 1 | 2000 | 2000 | 2000
511S-A12 | EA | VALVES, GATE (RS) TYPE, 12-INCH DIA | 1 | 2350 | 2350 | 2350
511S-A12 | EA | VALVES, GATE TYPE, 12" DIA | 1 | 3000 | 3000 | 3000
511S-A12 | EA | VALVES, GATE TYPE, 12" DIAMETER | 1 | 1900 | 1900 | 1900
511S-A12 | EA | VALVES, GATE TYPE, 12" DIAMETER | 1 | 2800 | 2800 | 2800
511S-A12 | EA | VALVES, GATE TYPE, 12-IN DIA. | 1 | 2000 | 2000 | 2000
511S-A12 | EA | VALVES, GATE TYPE, 12-IN. DIA. | 1 | 2400 | 2400 | 2400
511S-A12 | EA | VALVES, GATE VALVE, 12 INCH | 1 | 2600 | 2600 | 2600
511S-A12 | EA | VALVES, RESILIENT SEATED GATE 12-INCH DIAMETER | 1 | 1650 | 1650 | 1650
511S-A12 | EA | VALVES, RESILIENT SEATED GATE VALVE 12" DIA | 1 | 2500 | 2500 | 2500
511S-A12 | EA | VALVES, RW TYPE, 12-INCH DIAMETER | 1 | 2700 | 2700 | 2700
511S-A16 | EA | VALVE, RESILIENT SEAT GATE TYPE, 16" DIA., COMPLETE IN PLACE | 1 | 10000 | 10000 | 10000
511S-A16 | EA | VALVE, RESILIENT SEAT GATE TYPE, 16" DIAMETER | 1 | 6900 | 6900 | 6900
511S-A16 | EA | VALVES, DUCTILE IRON RESILIENT SEAT AWWA-C515 GATE VALVE, 16" DIAMETER | 1 | 6015 | 6015 | 6015
511S-A16 | EA | VALVES, GATE TYPE, 16-IN. DIA. | 1 | 6000 | 6000 | 6000
511S-A16 | EA | VALVES, GATE VALVE, 16 INCH | 2 | 5850 | 5700 | 6000
511S-A16 | EA | VALVES, GATE, 16" DIAMETER | 2 | 5450 | 4900 | 6000
511S-A16 | EA | VALVES, RW TYPE, 16-INCH DIAMETER | 1 | 6000 | 6000 | 6000
511S-A20 | EA | VALVES, GATE TYPE, 20" DIA | 1 | 20000 | 20000 | 20000
511S-A20 | EA | VALVES, RESILIENT SEATED GATE 20-INCH DIAMETER | 1 | 1200 | 1200 | 1200
511S-A24 | EA | VALVES, DUCTILE IRON RESILIENT SEAT AWWA-C515 GATE VALVE, 24" DIAMETER | 1 | 17100 | 17100 | 17100
511S-A24 | EA | VALVES, GATE TYPE, 24" DIAMETER | 1 | 20000 | 20000 | 20000
511S-A24 | EA | VALVES, GATE TYPE, 24-IN. DIA. | 1 | 20000 | 20000 | 20000
511S-A24 | EA | VALVES, GATE VALVE, 24 INCH | 2 | 15750 | 15000 | 16500
511S-A24 | EA | VALVES, GATE, 24" DIAMETER | 1 | 16000 | 16000 | 16000
511S-A24 | EA | VALVES, HYDRO STOP TYPE, 24" DIAMETER PER EACH | 1 | 29800 | 29800 | 29800
511S-A2DIA | EA | VALVES, BALL VALVE TYPE, 2-INCH DIA | 1 | 425 | 425 | 425
511S-A36 | EA | VALVE, RESILIENT SEAT GATE TYPE, 36" DIA., COMPLETE IN PLACE | 1 | 40000 | 40000 | 40000
511S-A36 | EA | VALVES, GATE (RS) TYPE, 36-INCH DIA | 1 | 32300 | 32300 | 32300
511S-A36 | EA | VALVES, GATE, 36" DIAMETER | 1 | 39000 | 39000 | 39000
511S-A36 | EA | VALVES, RESILIENT SEATED GATE 36-INCH DIAMETER | 1 | 37350 | 37350 | 37350
511S-A4 | EA | VALVES, GATE TYPE, 4" DIA | 1 | 1000 | 1000 | 1000
511S-A4 | EA | VALVES, GATE VALVE, 4 INCH | 1 | 500 | 500 | 500
511S-A4 | EA | VALVES, RW TYPE, 4-INCH DIAMETER | 1 | 1000 | 1000 | 1000
511S-A42 | EA | VALVE, RESILIENT SEAT GATE TYPE, 42" DIAMETER | 1 | 59000 | 59000 | 59000
511S-A42 | EA | VALVES, DUCTILE IRON RESILIENT SEAT AWWA-C515 GATE VALVE, 42" DIAMETER | 1 | 60100 | 60100 | 60100
511S-A42 | EA | VALVES, GATE (RS) TYPE, 42-INCH DIA | 1 | 45800 | 45800 | 45800
511S-A48 | EA | VALVES, GATE, 48" DIAMETER | 1 | 60000 | 60000 | 60000
511S-A6 | EA | 6" WATER GATE VALVE AND REMOVAL OF OLD 6" OR 4" WATER VALVE | 1 | 1350 | 1350 | 1350
511S-A6 | EA | GATE VALVE 6" | 1 | 1000 | 1000 | 1000
511S-A6 | EA | VALVE, RESILIENT SEAT GATE TYPE, 6" DIA., COMPLETE IN PLACE | 1 | 1500 | 1500 | 1500
511S-A6 | EA | VALVE, RESILIENT SEAT GATE TYPE, 6" DIAMETER | 1 | 1200 | 1200 | 1200
511S-A6 | EA | VALVES, DUCTILE IRON RESILIENT SEAT AWWA-C515 GATE VALVE, 6" DIAMETER | 1 | 1450 | 1450 | 1450
511S-A6 | EA | VALVES, GATE (RS) TYPE, 6-INCH DIA | 1 | 1000 | 1000 | 1000
511S-A6 | EA | VALVES, GATE TYPE, 6" DIA | 2 | 1350 | 1200 | 1500
511S-A6 | EA | VALVES, GATE TYPE, 6" DIA. | 1 | 1100 | 1100 | 1100
511S-A6 | EA | VALVES, GATE TYPE, 6" DIAMETER | 1 | 920 | 920 | 920
511S-A6 | EA | VALVES, GATE TYPE, 6-IN. DIA. | 2 | 1050 | 800 | 1300
511S-A6 | EA | VALVES, GATE VALVE, 6 INCH | 2 | 1000 | 1000 | 1000
511S-A6 | EA | VALVES, GATE, 6" DIAMETER | 2 | 1100 | 1000 | 1200
511S-A6 | EA | VALVES, R/S GATE TYPE, 6" DIA. PER EACH | 1 | 950 | 950 | 950
511S-A6 | EA | VALVES, RESILIENT SEATED GATE 6-INCH DIAMETER | 1 | 630 | 630 | 630
511S-A6 | EA | VALVES, RESILIENT SEATED GATE VALVE 6" DIA | 1 | 1100 | 1100 | 1100
511S-A6 | EA | VALVES, RESILIENT SEATED GATE, 6" DIA. | 1 | 1000 | 1000 | 1000
511S-A6 | EA | VALVES, RW TYPE, 6-INCH DIAMETER | 1 | 1200 | 1200 | 1200
511S-A6DIA | EA | VALVES, GATE TYPE, RESILIENT SEATED, 6-INCH DIA | 1 | 600 | 600 | 600
511S-A8 | EA | 8" WATER GATE VALVE AND REMOVAL OF OLD 6" OR 4" WATER VALVE | 1 | 1580 | 1580 | 1580
511S-A8 | EA | GATE VALVE 8" | 1 | 1200 | 1200 | 1200
511S-A8 | EA | VALVES, GATE (RS) TYPE, 8-INCH DIA | 1 | 1200 | 1200 | 1200
511S-A8 | EA | VALVES, GATE TYPE, 8" DIA | 1 | 1650 | 1650 | 1650
511S-A8 | EA | VALVES, GATE TYPE, 8" DIA. | 1 | 1500 | 1500 | 1500
511S-A8 | EA | VALVES, GATE TYPE, 8" DIAMETER | 1 | 1100 | 1100 | 1100
511S-A8 | EA | VALVES, GATE TYPE, 8" DIAMETER | 1 | 1400 | 1400 | 1400
511S-A8 | EA | VALVES, GATE VALVE, 8 INCH | 1 | 1600 | 1600 | 1600
511S-A8 | EA | VALVES, RESILIENT SEATED GATE 8-INCH DIAMETER | 1 | 930 | 930 | 930
511S-A8 | EA | VALVES, RESILIENT SEATED GATE VALVE 8" DIA | 1 | 1500 | 1500 | 1500
511S-A8 | EA | VALVES, RESILIENT SEATED GATE, 8" DIA. | 1 | 1200 | 1200 | 1200
511S-A8 | EA | VALVES, RW TYPE, 8-INCH DIAMETER | 1 | 1500 | 1500 | 1500
511S-A8DIA | EA | VALVES, GATE TYPE, RESILIENT SEATED, 8-INCH DIA | 1 | 1050 | 1050 | 1050
511S-A:12 | EA | 12" RESILIENT, SEATED GATE VALVE. FITTINGS ARE SUBSIDIARY TO THE BID ITEM. | 1 | 3000 | 3000 | 3000
511S-A:16 | EA | 16" RESILIENT, SEATED GATE VALVE. FITTINGS ARE SUBSIDIARY TO THE BID ITEM. | 1 | 7500 | 7500 | 7500
511S-A:24 | EA | 24" RESILIENT, SEATED GATE VALVE. FITTINGS ARE SUBSIDIARY TO THE BID ITEM. | 1 | 15000 | 15000 | 15000
511S-A:36 | EA | 36" RESILIENT, SEATED GATE VALVE. FITTINGS ARE SUBSIDIARY TO THE BID ITEM. | 1 | 50000 | 50000 | 50000
511S-A:6 | EA | 6" RESILIENT, SEATED GATE VALVE. FITTINGS ARE SUBSIDIARY TO THE BID ITEM. | 1 | 1200 | 1200 | 1200
511S-A:6 | EA | VALVES, GATE TYPE, 6" DIA | 1 | 1500 | 1500 | 1500
511S-A:8 | EA | 8" RESILIENT, SEATED GATE VALVE. FITTINGS ARE SUBSIDIARY TO THE BID ITEM. | 1 | 1800 | 1800 | 1800
511S-A:8 | EA | VALVES, GATE TYPE, 8" DIA | 1 | 2000 | 2000 | 2000
511S-AB | EA | ABANDON EXISTING VALVE | 1 | 500 | 500 | 500
511S-ABD | VF | ADDITIONAL BURY DEPTH | 1 | 450 | 450 | 450
511S-B | EA | FIRE HYDRANTS (SEE STANDARD NO. 511S-17) | 1 | 2400 | 2400 | 2400
511S-B | EA | 5 1/4" FIRE HYDRANT, INCL 6" D.I. LEAD, 6" GATE VALVE AND BOX AND VALVE ADJUSTMENT TO GRADE, COMPLETE IN PLACE | 1 | 3196.63 | 3196.63 | 3196.63
511S-B | EA | 5 1/4" FIRE HYDRANT ASSEMBLY (5'' BURY). FITTINGS ARE SUBSIDIARY TO THE BID ITEM. | 1 | 2500 | 2500 | 2500
511S-B | EA | 5 1/4" FIRE HYDRANT; COMPLETE (ASSEMBLY) IN PLACE | 1 | 3500 | 3500 | 3500
511S-B | EA | FIRE HYDRANT | 2 | 3700 | 2400 | 5000
511S-B | EA | FIRE HYDRANT ASSEMBLY | 1 | 2300 | 2300 | 2300
511S-B | EA | FIRE HYDRANT ASSEMBLY (SEE STANDARD NO. 511S-17) | 1 | 2700 | 2700 | 2700
511S-B | EA | FIRE HYDRANT ASSEMBLY, PER EACH | 2 | 2750 | 2750 | 2750
511S-B | EA | FIRE HYDRANTS | 12 | 3037.5 | 2200 | 4000
511S-B | EA | FIRE HYDRANTS (5-1/4" FIRE HYDRANT & ASSEMBLY) | 1 | 2300 | 2300 | 2300
511S-B | EA | FIRE HYDRANTS (SEE STANDARD NO 511S-17) | 2 | 4000 | 3500 | 4500
511S-B | EA | FIRE HYDRANTS (SEE STANDARD NO. 511S-17) | 5 | 2740 | 2200 | 3000
511S-B | EA | FIRE HYDRANTS (STANDARD) | 1 | 4500 | 4500 | 4500
511S-B | EA | FIRE HYDRANTS, COMPLETE AND IN-PLACE | 1 | 3500 | 3500 | 3500
511S-B | EA | FIRE HYDRANTS, COMPLETE IN PLACE | 1 | 3000 | 3000 | 3000
511S-B | EA | Fire Hydrants (See Standard No. 511S-17) | 1 | 3000 | 3000 | 3000
511S-B | EA | Fire Hydrants(See Standard No. 511S-17) | 1 | 3000 | 3000 | 3000
511S-B | EA | STANDARD FIRE HYDRANT ASSEMBLY | 1 | 3700 | 3700 | 3700
511S-B | EEA | FIRE HYDRANT ASSEMBLY (SEE STANDARD NO. 511S-17) | 1 | 2300 | 2300 | 2300
511S-BM | EA | FIRE HYDRANTS, MODIFIED | 1 | 5700 | 5700 | 5700
511S-BPH | EA | POST HYDRANTS (PER POST HYDRANT DETAILS) | 1 | 2000 | 2000 | 2000
511S-C | EA | PRESSURE REDUCING VALVE ASSEMBLY, COMPLETE AND IN-PLACE | 1 | 31750 | 31750 | 31750
511S-C | EA | REFLECTORIZED PAVEMENT MARKERS TYPE II B-B | 1 | 15 | 15 | 15
511S-C2 | EA | BACKFLOW PREVENTER VALVE, 2" DIA | 1 | 1000 | 1000 | 1000
511S-C4 | EA | BACKFLOW PREVENTER VALVE, 4" DIA | 1 | 8650 | 8650 | 8650
511S-D | EA | DRAIN VALVE ASSEMBLIES | 4 | 8537.5 | 1950 | 19000
511S-D | EA | DRAIN VALVE ASSEMBLIES (SEE STANDARD NO. 511S-9A) | 2 | 1550 | 1400 | 1700
511S-D | EA | DRAIN VALVE ASSEMBLIES (SEE STANDARD NO. 511S-9A) PER EACH | 1 | 5200 | 5200 | 5200
511S-D | EA | DRAIN VALVE ASSEMBLIES, COMPLETE IN PLACE | 1 | 5000 | 5000 | 5000
511S-D | EA | DRAIN VALVE ASSEMBLY | 1 | 1950 | 1950 | 1950
511S-D | EA | PRESSURE OR FLOW CONTROL VALVE ASSEMBLIES | 1 | 25000 | 25000 | 25000
511S-E | EA | DRAIN VALVE, INCL ADJUSTMENT TO GRADE, COMPLETE IN PLACE | 1 | 3481.39 | 3481.39 | 3481.39
511S-E | EA | TEMPORARY FLUSH VALVE, COMPLETE IN PLACE | 1 | 1012 | 1012 | 1012
511S-E | EA | DRAIN VALVE ASSEMBLIES | 2 | 7500 | 3000 | 12000
511S-E | EA | DRAIN VALVE ASSEMBLIES, PER EACH | 2 | 2750 | 2750 | 2750
511S-F | EA | MANUAL AIR RELEASE ASSEMBLIES 2" DIAMETER | 1 | 2000 | 2000 | 2000
511S-F | EA | AUTOMATIC COMBINATION AIR/VACUUM RELEASE VALE ASSEMBLIES, 6-INCH DIAMETER | 1 | 16000 | 16000 | 16000
511S-F | EA | AUTOMATIC COMBINATION AIR/VACUUM RELEASE VALVE ASSEMBLY, 1-INCH DIAMETER | 1 | 2000 | 2000 | 2000
511S-F | EA | AUTOMATIC COMBINATION AIR/VACUUM RELEASE VALVE ASSEMBLY, 2-INCH DIAMETER | 1 | 2500 | 2500 | 2500
511S-F | EA | AUTOMATIC COMBINATION AIR/VACUUM RELEASE VALVE ASSEMBLY, 6" DIA., COMPLETE AND IN-PLACE | 1 | 11500 | 11500 | 11500
511S-F | EA | AUTOMATIC COMBINATION AIR/VACUUM RELEASE VALVE ASSEMBLY, 6-INCH DIA | 1 | 12000 | 12000 | 12000
511S-F | EA | AUTOMATIC COMBINATION AIR/VACUUM RELEASE VALVE, 4-INCH DIAMETER | 1 | 10000 | 10000 | 10000
511S-F | EA | MANUAL AIR RELEASE ASSEMBLIES (BLOW-OFF HYDRANT), 2 INCH DIAMETER | 1 | 2000 | 2000 | 2000
511S-F-2 | EA | 2" AUTO AIR / VACUUM RELEASE VALVE WITH VENT. FITTINGS ARE SUBSIDIARY TO THE BID ITEM. | 1 | 3000 | 3000 | 3000
511S-F-3 | EA | 3" AIR RELEASE VALVE, COMPLETE IN PLACE | 1 | 7114.75 | 7114.75 | 7114.75
511S-F-4 | EA | 4" AUTO AIR / VACUUM RELEASE VALVE WITH VENT. FITTINGS ARE SUBSIDIARY TO THE BID ITEM. | 1 | 8500 | 8500 | 8500
511S-F-6"DIA | EA | AUTOMATIC COMBINATION AIR/VACUUM RELEASE VALVE ASSEMBLY, 6" DIAMETER WITH SERVICE MANHOLE | 1 | 11100 | 11100 | 11100
511S-F18 | EA | AUTOMATIC COMBINATION AIR/VACUUM RELEASE VALVE ASSEMBLY, 18" DIAMETER, COMPLETE IN PLACE | 1 | 30000 | 30000 | 30000
511S-F4 | EA | AUTOMATIC COMBINATION AIR/VACUUM RELEASE VALVE ASSEMBLY, 4" DIAMETER | 1 | 13700 | 13700 | 13700
511S-F4 | EA | AUTOMATIC COMBINATION AIR/VACUUM RELEASE VALVE ASSEMBLY, 4" DIAMETER, COMPLETE IN PLACE | 1 | 5000 | 5000 | 5000
511S-F4 | EA | AUTOMATIC COMBINATION AIR/VACUUM RELEASE VALVE ASSEMBLY, 4-INCH DIAMETER | 1 | 15000 | 15000 | 15000
511S-F4 | EA | AUTOMATIC COMBINATION AIR/VACUUM RELEASE VALVE ASSSEMBLY, 4" DIAMETER | 1 | 9700 | 9700 | 9700
511S-F6 | EA | AUTOMATIC COMBINATION AIR/ VACUUM RELEASE VALVE ASSEMBLIES, 6" DIAMETER | 1 | 12000 | 12000 | 12000
511S-F6 | EA | AUTOMATIC COMBINATION AIR/VACUUM RELEASE VALVE ASSEMBLY, 6" DIAMETER | 1 | 10500 | 10500 | 10500
511S-F6 | EA | AUTOMATIC COMBINATION AIR/VACUUM RELEASE VALVE ASSEMBLY, 6-INCH DIA., COMPLETE AND IN-PLACE | 1 | 17500 | 17500 | 17500
511S-F8 | EA | AUTOMATIC COMBINATION AIR / VACUUM RELEASE VALVE ASSEMBLY, 8" DIAMETER | 1 | 11000 | 11000 | 11000
511S-F8 | EA | AUTOMATIC COMBINATION AIR/VACUUM RELEASE VALVE ASSEMBLY, 8" DIAMETER | 1 | 12700 | 12700 | 12700
511S-F8 | EA | AUTOMATIC COMBINATION AIR/VACUUM RELEASE VALVE ASSEMBLY, 8" DIAMETER, COMPLETE IN PLACE | 1 | 10000 | 10000 | 10000
511S-G | EA | AUTOMATIC COMBINATION AIR/VACUUM RELEASE VALVE ASSEMBLY, 12-IN DIA. | 1 | 1600 | 1600 | 1600
511S-G | EA | AUTOMATIC COMBINATION AIR/VACUUM RELEASE VALVE ASSEMBLY, 4" DIAMETER | 1 | 2500 | 2500 | 2500
511S-G | EA | NON-FREEZE BLOW-OFF HYDRANT. FITTINGS ARE SUBSIDIARY TO THE BID ITEM. | 1 | 3500 | 3500 | 3500
511S-H | VF | FIRE HYDRANT BARREL EXTENSION. FITTINGS ARE SUBSIDIARY TO THE BID ITEM. | 1 | 220 | 220 | 220
511S-H | VF | FIRE HYDRANT BARREL EXTENSIONS | 1 | 250 | 250 | 250
511S-H | VF | Fire Hydrants Barrel Extensions | 2 | 400 | 300 | 500
551 | EA. | 6" PVC RISERS FOR SED/FIL INERFACE | 1 | 550 | 550 | 550
551 | LF | 6" PVC PIPE UNDERDRAIN SYSTEM | 1 | 55 | 55 | 55
551 | LF | PIPE UNDER DRAINS, 6" | 1 | 19.41 | 19.41 | 19.41
551 | LF | PIPE UNDERDRAINS, 4-INCH PERFORATED PIPE, TYPE 11, IN PLACE (PER SHEET 12 IN DRAWINGS) | 1 | 10 | 10 | 10
551 | LF | PIPE UNDERDRAINS, 6" DIA. PVC, RISER FOR RETENTION POND | 1 | 35 | 35 | 35
551-12PVC | LF | PIPE UNDERDRAINS, 6" DIA. - TYPE 11 | 1 | 30 | 30 | 30
559S | LF | CONCRETE BOX CULVERTS 4 FT X 3 FT | 1 | 145 | 145 | 145
559S | LF | CONCRETE BOX CULVERTS, 4 FT X 2 FT | 1 | 120 | 120 | 120
559S | LF | CONCRETE BOX CULVERTS, 4 FT X 3 FT | 1 | 140 | 140 | 140
559S | LF | PRECAST CONCRETE BOX CULVERT (4 FT X 3 FT) | 1 | 185 | 185 | 185
559S-2X2 | LF | PRECAST CONCRETE BOX CULVERTS, 2 FT. X 2 FT. | 1 | 180 | 180 | 180
559S-3X3 | LF | PRECAST CONCRETE BOX CULVERTS, 3 FT. X 3 FT. | 1 | 185 | 185 | 185
559S-4X2 | LF | PRECAST CONCRETE BOX CULVERTS, 4 FT. X 2 FT. | 1 | 330 | 330 | 330
559S-4X2 | LF | PRECAST CONCRETE BOX CULVERTS, 4-FT X 2-FT | 1 | 175 | 175 | 175
559S-5X4 | LF | PRECAST CONCRETE BOX CULVERTS, 5 FT. X 4 FT. | 1 | 275 | 275 | 275
559S-5X4 BC | LF | PRECAST CONCRETE BOX CULVERTS, 5 FT X 4 FT | 1 | 320 | 320 | 320
559S-6X2 | LF | PRECAST CONCRETE BOX CULVERTS, 6 FT. X 2 FT. | 1 | 300 | 300 | 300
559S-6x2 | LF | Precast Concrete Box Culverts, 6ft x 2ft | 1 | 235 | 235 | 235
559S-7X4 BC | LF | PRECAST CONCRETE BOX CULVERTS, 7 FT X 4 FT | 1 | 355 | 355 | 355
559S-7x2 | LF | Precast Concrete Box Culverts, 7ft x 2ft | 1 | 252 | 252 | 252
559S-7x3 | LF | Precast Concrete Box Culverts, 7ft x 3ft | 1 | 270 | 270 | 270
559S-7x5 | LF | Precast Concrete Box Culverts, 7ft x 5ft | 1 | 336 | 336 | 336
559S-8X6 BC | LF | PRECAST CONCRETE BOX CULVERTS, 8 FT X 6 FT | 1 | 485 | 485 | 485
559S:6X3 | LF | PRECAST CONCRETE BOX CULVERTS, 6''X3'' | 1 | 700 | 700 | 700
559S:9X6 | LF | PRECAST CONCRETE BOX CULVERTS, 9''X6'' | 1 | 528 | 528 | 528
591S-A | SY | DRY RIPRAP - 2.5 DEPTH, D50 = 24" | 1 | 45 | 45 | 45
591S-A | SY | DRY RIP RAP | 1 | 45 | 45 | 45
591S-A | SY | DRY RIPRAP | 4 | 69 | 25 | 156
591S-A | SY | DRY RIPRAP - 24 INCH | 1 | 200 | 200 | 200
591S-A | SY | DRY RIPRAP - FOR STORMDRAIN OUTFALL PROTECTION | 1 | 25 | 25 | 25
591S-A | SY | DRY RIPRAP - ROCK STABILIZED SERVICE ROAD | 1 | 25 | 25 | 25
591S-A | SY | DRY RIPRAP, COMPLETE AND IN-PLACE | 1 | 35 | 35 | 35
591S-A | SY | DRY ROCK RIPRAP FOR STILLING BASIN & SEDIMENTATION POND SPREADER | 1 | 50 | 50 | 50
591S-A18 | SY | DRY RIP RAP, 18" D50 | 1 | 70 | 70 | 70
591S-A18 | SY | RIP RAP- 18" | 1 | 67.2 | 67.2 | 67.2
591S-A24 | SY | RIP RAP- 24" | 1 | 68.5 | 68.5 | 68.5
591S-A4 | SY | DRY RIP RAP, 4-6" STONE, 8" THICK | 1 | 25 | 25 | 25
591S-A6 | SY | DRY RIP RAP, 4-6" STONE, 2 FEET THICK | 1 | 60 | 60 | 60
591S-AR | SY | DRY RIPRAP ROUNDED RIVER ROCK | 1 | 223 | 223 | 223
591S-F | SY | CONCRETE RIPRAP, 5 INCHES | 1 | 80 | 80 | 80
591S-F | SY | CONCRETE RIPRAP, 6" THICK PER SQUARE YARD | 1 | 120 | 120 | 120
591S-G | CY | CONCRETE RIPRAP | 1 | 425 | 425 | 425
593S-A1 | CY | Portland cement concrete retards, in accordance with detail 593S-1, complete and in place. | 1 | 100 | 100 | 100
593S-B | EA | PORTLAND CEMENT CONCRETE RETARDS | 2 | 475 | 150 | 800
594S-A | CY | GABIONS, TWISTED WOVEN WIRE | 1 | 312.5 | 312.5 | 312.5
594S-A | CY | Gabions, Twisted Woven Wire | 1 | 42 | 42 | 42
594S-C | CY | PILOT KNOB SUMMARY OF WORK ITEM PK-5; INSTALLATION AND MAINTENANCE OF GABION MATTRESS, REVET MATTRESSES TWISTED WOVEN WIRE AT DETENTION POND OUTFALL, | 1 | 530 | 530 | 530
6 | LS | DEMOLITION, REMOVAL, AND DISPOSITION OF EXISTING FILTER TANK AND YARD PIPING | 1 | 24000 | 24000 | 24000
6 | SY | HMAC PAVEMENT, 3 IN., TYPE C (COA SPECIFICATION 340S) | 1 | 22 | 22 | 22
601S | CY | TOP SOIL | 1 | 21 | 21 | 21
602S | SY | Grass sodding, watering paid for separately, complete and in place. | 1 | 6 | 6 | 6
602S-A | SY | BERMUDA BLOCK SODDING AND 2" TOPSOIL | 1 | 6 | 6 | 6
602S-A | SY | BERMUDA BLOCK SODDING | 11 | 5.6109 | 3 | 16
602S-A | SY | BERMUDA SODDING REVEGETATION OF DISTURBED AREAS | 1 | 6 | 6 | 6
602S-A | SY | BUFFALO BLOCK SODDING | 1 | 8 | 8 | 8
602S-A | SY | Bermuda Block Sodding | 1 | 2.5 | 2.5 | 2.5
602S-A | SY | SODDING FOR EROSION CONTROL | 1 | 3.25 | 3.25 | 3.25
602S-B | SY | ST AUGUSTINE BLOCK SODDING | 1 | 5 | 5 | 5
602S-B | SY | ST AUGUSTINE BLOCK SODDING | 2 | 3.25 | 3.25 | 3.25
602S-B | SY | ST. AUGUSTINE BLOCK SODDING | 3 | 6.25 | 3.75 | 10
602S-B | SY | Sodding for Erosion Control, complete and in place. | 1 | 50 | 50 | 50
602S-C | SY | BERMUDA MULCH SODDING | 1 | 4 | 4 | 4
602S-D | SY | BUFFALO GRASS SOD | 1 | 5 | 5 | 5
602S-D | SY | BUFFALO SODDING FOR EROSION CONTROL | 1 | 4 | 4 | 4
602S-D | SY | GRASS SODDING - SOD TYPE TO MATCH SURROUNDING GRASS TYPE, COMPLETE AND IN PLACE | 1 | 25 | 25 | 25
602S-D | SY | GRASS- SODDING MATCH EXISTING. | 1 | 12 | 12 | 12
602S-D | SY | GRASS-SODDING MATCH EXISTING | 1 | 6 | 6 | 6
604S | SY | SEEDING FOR EROSION CONTROL INCL. TOPSOIL, SEED, FERTILIZER OR MULCH AND WATERING | 1 | 1 | 1 | 1
604S-A | SY | NON-NATIVE SEEDING FOR EROSION CONTROL METHOD, FIBER MULCH. | 1 | 0.75 | 0.75 | 0.75
604S-A | SY | NON-NATIVE SEEDING FOR EROSION CONTROL, HYDROMULCH | 1 | 1.75 | 1.75 | 1.75
604S-A | SY | NON-NATIVE SEEDING FOR EROSION CONTROL METHOD | 1 | 13 | 13 | 13
604S-A | SY | NON-NATIVE SEEDING FOR EROSION CONTROL METHOD B: HYDRAULIC PLANTING, COMPLETE AND IN PLACE | 1 | 22 | 22 | 22
604S-A | SY | NON-NATIVE SEEDING FOR EROSION CONTROL METHOD, CELLULOSE MULCH | 1 | 0.5 | 0.5 | 0.5
604S-A | SY | NON-NATIVE SEEDING FOR EROSION CONTROL METHOD, FIBER MULCH | 3 | 0.63333 | 0.4 | 1
604S-A | SY | NON-NATIVE SEEDING FOR EROSION CONTROL METHOD, FIBER MULCH PER SQUARE YARD | 1 | 1 | 1 | 1
604S-A | SY | NON-NATIVE SEEDING FOR EROSION CONTROL METHOD, HYDRO MULCH | 1 | 2 | 2 | 2
604S-A | SY | NON-NATIVE SEEDING FOR EROSION CONTROL METHOD, PAPER MULCH | 1 | 0.5 | 0.5 | 0.5
604S-A | SY | NON-NATIVE SEEDING FOR EROSION CONTROL METHOD, RECYCLE PAPER MULCH | 1 | 0.3 | 0.3 | 0.3
604S-A | SY | NON-NATIVE SEEDING FOR EROSION CONTROL METHOD, STRAW MULCH | 1 | 2.21 | 2.21 | 2.21
604S-A | SY | NON-NATIVE SEEDING FOR EROSION CONTROL, B MULCH | 1 | 3 | 3 | 3
604S-A | SY | NON-NATIVE SEEDING FOR EROSION CONTROL, FIBER MULCH | 1 | 2 | 2 | 2
604S-A | SY | NON-NATIVE SEEDING FOR EROSION CONTROL, FIBER MULCH, COMPLETE IN PLACE PER SQUARE YARD | 1 | 6 | 6 | 6
604S-A | SY | NON-NATIVE SEEDING FOR EROSION CONTROL, HYDRO MULCH | 1 | 1 | 1 | 1
604S-A | SY | NON-NATIVE SEEDING FOR EROSION CONTROL, HYDROMULCH | 1 | 2 | 2 | 2
604S-A | SY | REVEGETATION-BERMUDA GRASS | 1 | 2 | 2 | 2
604S-A | SY | SEEDING FOR EROSION CONTROL | 1 | 1 | 1 | 1
604S-A1 | SY | Non-native seeding for erosion control method, recycled mulch, watering paid for separately, complete and in place. | 1 | 5 | 5 | 5
604S-B | AC | HYDROMULCH (NON-NATIVE SEEDING) | 1 | 1200 | 1200 | 1200
604S-B | AC | NON-NATIVE SEEDING FOR EROSION CONTROL METHOD, FIBER MULCH | 1 | 700 | 700 | 700
604S-B | AC | NON-NATIVE SEEDING FOR EROSION CONTROL METHOD, FIBER MULCH, COMPLETE IN PLACE | 1 | 1300 | 1300 | 1300
604S-B | AC | NON-NATIVE SEEDING FOR EROSION CONTROL METHOD, SHREDDED BRUSH MULCH | 2 | 6600 | 3200 | 10000
604S-B | AC | NON-NATIVE SEEDING FOR EROSION CONTROL METHOD, STRAW MULCH | 1 | 1600 | 1600 | 1600
604S-B | SY | NON-NATIVE SEEDING FOR EROSION CONTROL | 1 | 4 | 4 | 4
604S-C | SQ YD | NATIVE SEEDING FOR EROSION CONTROL METHOD, STRAW MULCH | 1 | 2.45 | 2.45 | 2.45
604S-C | SY | NATIVE SEEDING FOR EROSION CONTROL INCL. TOPSOIL, WATER, SEED, TACKIFIER, FERTILIZER & MULCH | 1 | 1 | 1 | 1
604S-C | SY | NATIVE SEEDING FOR EROSION CONTROL METHOD, FIBER MULCH | 1 | 0.36 | 0.36 | 0.36
604S-C | SY | NATIVE SEEDING FOR EROSION CONTROL | 2 | 0.75 | 0.5 | 1
604S-C | SY | NATIVE SEEDING FOR EROSION CONTROL FIBER MULCH | 1 | 5 | 5 | 5
604S-C | SY | NATIVE SEEDING FOR EROSION CONTROL METHOD | 1 | 1.05 | 1.05 | 1.05
604S-C | SY | NATIVE SEEDING FOR EROSION CONTROL METHOD RECYCLED PAPER MULCH | 1 | 2.85 | 2.85 | 2.85
604S-C | SY | NATIVE SEEDING FOR EROSION CONTROL METHOD, FIBER MULCH | 2 | 7.25 | 2 | 12.5
604S-C | SY | NATIVE SEEDING FOR EROSION CONTROL METHOD, FIBER MULCH PER SQUARE YARD | 1 | 1 | 1 | 1
604S-C | SY | NATIVE SEEDING FOR EROSION CONTROL METHOD, FIBER MULCH, COMPLETE AND IN-PLACE | 1 | 1 | 1 | 1
604S-C | SY | NATIVE SEEDING FOR EROSION CONTROL METHOD, SEEDED HYDROMULCH | 1 | 1 | 1 | 1
604S-C | SY | NATIVE SEEDING FOR EROSION CONTROL METHOD, STRAW MULCH | 2 | 0.65 | 0.5 | 0.8
604S-C | SY | NATIVE SEEDING FOR EROSION CONTROL, B MULCH | 1 | 3 | 3 | 3
604S-C | SY | NATIVE SEEDING FOR EROSION CONTROL, COMPLETE AND IN-PLACE | 1 | 0.65 | 0.65 | 0.65
604S-C | SY | NATIVE SEEDING FOR EROSION CONTROL, FIBER MULCH | 1 | 4.2 | 4.2 | 4.2
604S-C | SY | NATIVE SEEDING FOR EROSION CONTROL, HYDROMULCH | 1 | 2 | 2 | 2
604S-C | SY | NATIVE SEEDING FOREROSION CONTROL METHOD, PER SQUARE YARD | 2 | 0.5 | 0.5 | 0.5
604S-C | SY | PILOT KNOB SUMMARY OF WORK ITEM PK-6; SITE RESTORATION, NATIVE SEEDING FOR EROSION CONTROL METHOD FIBER MULCH, AS REQUIRED BY THE CIVIL PLANS AND THES | 1 | 7 | 7 | 7
604S-C | SY | Seeding for Erosion Control, complete and in place. | 1 | 20 | 20 | 20
604S-C1 | SY | Native seeding for erosion control method, recycled mulch, watering paid for separately, complete and in place. | 1 | 5 | 5 | 5
604S-D | AC | NATIVE SEEDING FOR EROSION CONTROL METHOD, FIBER MULCH, COMPLETE IN PLACE | 1 | 1900 | 1900 | 1900
604S-D | AC | NATIVE SEEDING FOR EROSION CONTROL METHOD, RECYCLED PAPER MULCH | 1 | 2575 | 2575 | 2575
604S-D | AC | NATIVE SEEDING FOR EROSION CONTROL METHOD, SHREDDED BRUSH MULCH | 1 | 3000 | 3000 | 3000
604S-D | AC | NATIVE SEEDING FOR EROSION CONTROL METHOD, STRAW MULCH | 1 | 2020 | 2020 | 2020
604S-D | AC | NATIVE SEEDING FOR EROSION CONTROL, SHREDDED BRUSH MULCH | 1 | 800 | 800 | 800
604S-E | SY | MULCH, SHREDDED BRUSH | 1 | 10 | 10 | 10
604S-F | AC | SHREDDED BRUSH MULCH | 1 | 800 | 800 | 800
605S | SY | SOIL RETENTION BLANKET | 1 | 5 | 5 | 5
605S-A | SQ YD | SOIL RETENTION BLANKET CLASS 2; TYPE F | 1 | 2 | 2 | 2
605S-A | SY | SOIL RETENTION BLANKET CLASS 2, TYPE G | 1 | 4.75 | 4.75 | 4.75
605S-A | SY | SOIL RETENTION BLANKET, CLASS 1; TYPE C. | 1 | 4.5 | 4.5 | 4.5
605S-A | SY | SOIL RETENTION BLANKET, CLASS I, TYPE A | 1 | 1.5 | 1.5 | 1.5
605S-A | SY | SOIL RETENTION BLANKET | 1 | 2 | 2 | 2
605S-A | SY | SOIL RETENTION BLANKET (PROPEX GEOSYNTHETICS TRM 450 OR APPROVED EQUAL) | 1 | 7 | 7 | 7
605S-A | SY | SOIL RETENTION BLANKET (PROPEX GEOSYNTHETICS TRM1060 OR APPROVED EQUAL) | 1 | 7 | 7 | 7
605S-A | SY | SOIL RETENTION BLANKET CLASS | 1 | 4 | 4 | 4
605S-A | SY | SOIL RETENTION BLANKET CLASS 1 TYPE A | 1 | 2 | 2 | 2
605S-A | SY | SOIL RETENTION BLANKET CLASS 1, TYPE A | 2 | 1 | 1 | 1
605S-A | SY | SOIL RETENTION BLANKET CLASS 1; TYPE A | 1 | 1.5 | 1.5 | 1.5
605S-A | SY | SOIL RETENTION BLANKET CLASS 1; TYPE A, COMPLETE AND IN PLACE | 1 | 5 | 5 | 5
605S-A | SY | SOIL RETENTION BLANKET CLASS 1; TYPE D | 1 | 12.5 | 12.5 | 12.5
605S-A | SY | SOIL RETENTION BLANKET CLASS 1;TYPE C | 1 | 2 | 2 | 2
605S-A | SY | SOIL RETENTION BLANKET CLASS 2, TYPE F | 1 | 6 | 6 | 6
605S-A | SY | SOIL RETENTION BLANKET CLASS 2, TYPE G | 1 | 15 | 15 | 15
605S-A | SY | SOIL RETENTION BLANKET CLASS 2, TYPE H | 1 | 8 | 8 | 8
605S-A | SY | SOIL RETENTION BLANKET CURLEX, TYPE I | 1 | 3 | 3 | 3
605S-A | SY | SOIL RETENTION BLANKET, CLASS 1, TYPE B | 1 | 2 | 2 | 2
605S-A | SY | SOIL RETENTION BLANKET, CLASS 2, TYPE G | 1 | 2 | 2 | 2
605S-A | SY | SOIL RETENTION BLANKET, CLASS II, TYPE G | 1 | 2 | 2 | 2
605S-A | SY | SOIL RETENTION BLANKET, CURLEX SINGLE NEXT (CURLEX I) , COMPLETE IN PLACE PER SQUARE YARD | 1 | 27.63 | 27.63 | 27.63
605S-A | SY | SOIL RETENTION BLANKET. CLASS 2, TYPE E | 1 | 1.5 | 1.5 | 1.5
605S-A | SY | Soil Retention Blanket Class 1; Type B, complete and in place. | 1 | 10 | 10 | 10
605S-A | SY | Soil Retention Blanket, Class 1 any type, complete and in place. | 1 | 20 | 20 | 20
605S-A | SY | SOIL RETENTION BLANKET CLASS 2, TYPE F, COMPLETE AND IN-PLACE | 1 | 5 | 5 | 5
605S-A:1A | SY | SOIL RETENTION BLANKET CLASS 1, TYPE A | 1 | 1 | 1 | 1
605S-A:1C | SY | SOIL RETENTION BLANKET CLASS 1, TYPE C | 1 | 1 | 1 | 1
605S-A:2G | SY | SOL RETENTION BLANKET CLASS 2, TYPE G | 1 | 5 | 5 | 5
605S-C | SY | SOIL RETENTION BLANKET (CLASS 1, TYPE C), PER SQUARE YARD | 2 | 1.75 | 1.75 | 1.75
605S-E | SY | SOIL RETENTION BLANKET CLASS 2, TYPE E | 1 | 1.25 | 1.25 | 1.25
605S-F | SY | SOIL RETENTION BLANKET CLASS 2, TYPE F | 1 | 1.25 | 1.25 | 1.25
606S-A | 100 LBS | FERTILIZER | 1 | 40 | 40 | 40
606S-A | TN | FERTILIZER | 1 | 3000 | 3000 | 3000
608S-1 | EA | PLANTING TREES (CLASS I), 2" CALIPER | 1 | 500 | 500 | 500
608S-1 | EA | PLANTING TYPE "PLUGS" NATIVE SPECIES, PER PLANS | 1 | 4 | 4 | 4
608S-1 | EA | PLANTING TYPE 1-GALLON NATIVE SPECIES, PER PLANS, PLANTING TABLES AND DETAILS | 1 | 8 | 8 | 8
608S-1 | EA | PLANTING TYPE 4" CONTAINER NATIVE SPECIES, PER PLANS, PLANTING TABLES AND DETAILS. | 1 | 4 | 4 | 4
608S-1 | EA | PLANTING TYPE 5-GALLON NATIVE SPECIES, PER PLANS, PLANTING TABLES AND DETAILS. | 1 | 45 | 45 | 45
608S-1 | EA | PLANTING TYPE CLASS I TREE, SIZE IN INCHES 4" | 1 | 545 | 545 | 545
608S-1 | EA | PLANTING TYPE CLASS II TREE, SIZE IN INCHES 4" | 1 | 405 | 405 | 405
608S-1 | EA | PLANTING TYPE, BALD CYPRESS - 4 INCH | 1 | 450 | 450 | 450
608S-1-BM-1G | EA | 1-GALLON PLANTINGS (BIG MUEHLY) FOR BIOFILTRATION SYSTEM | 1 | 6 | 6 | 6
608S-1-BO 4 | EA | PLANTING (BURR OAK, 4" MIN.) | 1 | 643 | 643 | 643
608S-1-CL | EA | PLANTING AT CANTERBURY SITE (CHERRY LAUREL) | 1 | 100 | 100 | 100
608S-1-CO 4 | EA | PLANTING (CHINQUAPIN OAK, 4" MIN.) | 1 | 652 | 652 | 652
608S-1-DW 5 | EA | PLANTING (DESERT WILLOW, 5 GAL) | 1 | 39.9 | 39.9 | 39.9
608S-1-EN 5 | EA | PLANTING (EVE''S NECKLACE, 5 GAL) | 1 | 30.45 | 30.45 | 30.45
608S-1-LC | EA | PLANTING AT CANTERBURY SITE (LEYLAND CYPRESS) | 1 | 400 | 400 | 400
608S-1-MC 4 | EA | PLANTING ( MONTEZUMA CYPRESS, 4" MIN.) | 1 | 652 | 652 | 652
608S-1-MO 4 | EA | PLANTIN (MONTERREY OAK, 4" MIN.) | 1 | 641.55 | 641.55 | 641.55
608S-1-RB 5 | EA | PLANTIN (RED BUD, 5 GAL) | 1 | 35.7 | 35.7 | 35.7
608S-1-SG-1G | EA | 1-GALLON PLANTINGS (SWITCHGRASS) FOR VEGETATED HEDGEROW | 1 | 6 | 6 | 6
608S-1-SG-5G | EA | 5-GALLON PLANTINGS (SWITCHGRASS) FOR VEGETATED HEDGEROW | 1 | 14 | 14 | 14
608S-1-TY3 | EA | PLANTING AT CANTERBURY SITE (TREE YAUPON - 3" CALIPER) | 1 | 350 | 350 | 350
608S-1-YH | EA | PLANTING AT CANTERBURY SITE (YAUPON HOLLY) | 1 | 100 | 100 | 100
608S-1-YH 5 | EA | PLANTIN (YAUPON HOLLY, 5 GAL) | 1 | 26.25 | 26.25 | 26.25
608S-1:EN2G | EA | PLANTING TYPE EVE''S NECKLACE, SIZE 2-GALLON CONTAINER | 1 | 110 | 110 | 110
608S-1:ML2G | EA | PLANTING TYPE MOUNTAIN LAUREL, SIZE 2-GALLON CONTAINER | 1 | 130 | 130 | 130
608S-1A | EA | PLANTING TYPE LIVE OAK, SIZE IN CALIPER INCHES 2 | 1 | 200 | 200 | 200
608S-1A | EA | PLANTING TYPE LIVE OAK, SIZE IN INCHES 4 | 1 | 300 | 300 | 300
608S-1A | EA | PLANTING TYPE, CEDAR ELM - 4 INCH | 1 | 320 | 320 | 320
608S-1B | EA | PLANTING TYPE AGARITO, 5 GALLON | 1 | 100 | 100 | 100
608S-1B | EA | PLANTING TYPE AGARITO, 5 GALLON, 4 FEET IN SIZE | 1 | 30 | 30 | 30
608S-1B | EA | PLANTING TYPE, CHINESE ELM - 4 INCH | 1 | 440 | 440 | 440
608S-1C | EA | PLANTING TYPE DECIDUOUS YAUPON 15 GALLONS, 6-8 FEET HEIGHT | 1 | 200 | 200 | 200
608S-1C | EA | PLANTING TYPE RED BUD, SIZE IN INCHES 2.5 | 1 | 240 | 240 | 240
608S-1C | EA | PLANTING TYPE, BUR OAK - 4 INCH | 1 | 440 | 440 | 440
608S-1D | EA | PLANTING TYPE RED YUCCA, 1 GALLON | 1 | 14 | 14 | 14
608S-1D | EA | PLANTING TYPE RED YUCCA, 5 GALLON, 3.5 FEET IN SIZE | 1 | 16 | 16 | 16
608S-1E | EA | PLANTING TYPE, BUR OAK - 45 GAL 12''-14'' | 1 | 400 | 400 | 400
608S-1F | EA | PLANTING TYPE, CEDAR ELM - 45 GAL 12''-14'' | 1 | 400 | 400 | 400
608S-1G | EA | PLANTING TYPE, MEXICAN BUCKEYE - 5 GAL 7''-8'' | 1 | 130 | 130 | 130
608S-1H | EA | PLANTING TYPE, SOUTHERN LIVE OAK - 45 GA 12''-14'' | 1 | 320 | 320 | 320
608S-1I | EA | PLANTING TYPE, TEXAS REDBUD - 30 GA 7''-8'' | 1 | 250 | 250 | 250
608S-1J | EA | PLANTING TYPE, BIG MUHLY - 3 GA 36" | 1 | 12 | 12 | 12
608S-1K | EA | PLANTING TYPE, BRIGHT N TIGHT CHERRY LAUREL - 5 GAL 36 INCH | 1 | 25 | 25 | 25
608S-1L | EA | PLANTING TYPE, DWARF SOUTHERN WAX MYRTLE - 3 GAL 36 INCH | 1 | 20 | 20 | 20
608S-1M | EA | PLANTING TYPE, TEXAS SAGE - 5 GAL 36 INCH | 1 | 20 | 20 | 20
608S-1N | EA | PLANTING TYPE, TOOTHLESS SOTOL - 5 GAL 48 INCH | 1 | 20 | 20 | 20
608S-1O | EA | PLANTING TYPE, SPINELESS PRICKLY PEAR - 5 GAL 36 INCH | 1 | 20 | 20 | 20
608S-1P | EA | PLANTING TYPE, MEXICAN FEATHER - 1 GAL 18 INCH | 1 | 6 | 6 | 6
608S-2 | LS | IRRIGATION SYSTEM (TEMPORARY) | 2 | 4350 | 4000 | 4700
608S-2P | LS | PERMANENT IRRIGATION SYSTEM | 1 | 5077 | 5077 | 5077
608S-3 | LS | LANDSCAPING AND PLANTING REMOVAL AND REPLACEMENT | 1 | 1100 | 1100 | 1100
609S | SY | NATIVE GRASSLAND SEEDING FOR EROSION CONTROLS INCL. TOPSOIL, SEED, FERTILIZER OR MULCH AND WATERING | 1 | 1 | 1 | 1
609S-A | SY | 6 INCHES TOPSOIL AND SEEDBED PREPARATION | 1 | 6 | 6 | 6
609S-A | SY | TOPSOIL AND SEEDBED PREPARATION | 1 | 0.1 | 0.1 | 0.1
609S-A | SY | TOPSOIL AND SEEDBED PREPARATION, COMPLETE AND IN-PLACE | 1 | 3 | 3 | 3
609S-C | SQ YD | NATIVE GRASSLAND SEEDING AND PLANTING | 1 | 2.85 | 2.85 | 2.85
609S-C | SY | NATIVE GRASSLAND SEEDING & PLANTING | 1 | 1 | 1 | 1
609S-C | SY | NATIVE GRASSLAND SEEDING AND PLANTING | 10 | 4.675 | 1 | 17.75
609S-C | SY | NATIVE GRASSLAND SEEDING AND PLANTING | 3 | 3.75 | 2.75 | 5
609S-C | SY | NATIVE GRASSLAND SEEDING AND PLANTING (BUFFALO GRASS AND BLUE GRAMA GRASS HYDROMULCH) | 1 | 2 | 2 | 2
609S-C | SY | NATIVE GRASSLAND SEEDING AND PLANTING, COMPLETE AND IN-PLACE | 1 | 1 | 1 | 1
609S-C | SY | NATIVE GRASSLAND SEEDING AND PLANTING, PER SQUARE YARD | 2 | 1.5 | 1.5 | 1.5
609S-C | SY | REVEGETATION-NATIVE GRASS | 1 | 2.5 | 2.5 | 2.5
609S-E | EA | EXTENDED IRRIGATION | 1 | 20 | 20 | 20
609S-E | EVENT | EXTENDED IRRIGATION | 1 | 300 | 300 | 300
609S-E | SQ YD | WATERING | 1 | 0.4 | 0.4 | 0.4
609S-E | SY | WATERING | 4 | 1.25 | 0.5 | 2
609S-E | SY | WATERING, COMPLETE AND IN-PLACE | 1 | 1 | 1 | 1
609S-F | AC | WATERING | 1 | 500 | 500 | 500
609S-G | EA | INTEGRATED PEST MANAGEMENT | 1 | 200 | 200 | 200
609S-G | EVENT | INTEGRATED PEST MANAGEMENT | 1 | 300 | 300 | 300
609S-G | EVENT | MANAGEMENT PRACTICES | 1 | 135 | 135 | 135
609S-G | SQ YD | MANAGEMENT PRACTICES | 1 | 1.5 | 1.5 | 1.5
609S-G | SY | MANAGEMENT PRACTICES | 2 | 2.7 | 2 | 3.4
609S-G | SY | MANAGEMENT PRACTIVES, COMPLETE AND IN-PLACE | 1 | 1 | 1 | 1
609S-H | AC | MANAGEMENT PRACTICES | 1 | 500 | 500 | 500
609S-I | SY | Watering of sod or seeded area, per watering event, per watering location, for areas 1 square yard to 50 square yards, complete and in place. | 1 | 15 | 15 | 15
609S-J | SY | Watering of sod or seeded area, per watering event, per watering location, for areas 50.1 square yards to 200 square yards, complete and in place. | 1 | 2 | 2 | 2
609S-K | SY | Watering of sod or seeded area, per watering event, per watering location, for areas 200.1 square yards and greater, complete and in place. | 1 | 4 | 4 | 4
610S | EA | TREE MITIGATION | 1 | 500 | 500 | 500
610S | LF | TREE PROTECTIVE FENCING INCL.INSTALLATION, INSPECTION, MAINTENANCE REMOVAL AT PROJECT COMPLETION | 1 | 2 | 2 | 2
610S-1 | EA | Certified Arborist to attend site specific precon and prepare tree list, complete and in place | 1 | 150 | 150 | 150
610S-2 | HR | Tree and root pruning under the supervision of a Certified Arborist, including chipping and removal, complete and in place. | 1 | 150 | 150 | 150
610S-A | EA | PROTECTIVE FENCING, WOODEN TREE PLANKING TRUNK PROTECTION | 1 | 249 | 249 | 249
610S-A | EA | PROTECTION FENCING TYPE A CHAIN LINK FENCE | 1 | 72.66 | 72.66 | 72.66
610S-A | L.F. | PROTECTIVE FENCING TYPE A CHAIN LINK FENCE (TYPICAL APPLICATION-HIGH DAMAGE POTENTIAL | 1 | 2 | 2 | 2
610S-A | LF | PROTECTIVE FENCING, TYPE A, CHAIN LINK FENCE (TYPICAL APPLICATION - HIGH DAMAGE POTENTIAL) | 1 | 1.75 | 1.75 | 1.75
610S-A | LF | PROTECTIVE FENCING, TYPE CHAINLINK FENCE | 1 | 3 | 3 | 3
610S-A | LF | PRESERVATION OF TREES | 1 | 2 | 2 | 2
610S-A | LF | PROTECTIVE FENCING TYPE A CHAIN LIN FENCE FOR TREES | 1 | 2.5 | 2.5 | 2.5
610S-A | LF | PROTECTIVE FENCING TYPE A CHAIN LINK | 1 | 3 | 3 | 3
610S-A | LF | PROTECTIVE FENCING TYPE A CHAIN LINK FENCE | 15 | 2.7267 | 1.75 | 5
610S-A | LF | PROTECTIVE FENCING TYPE A CHAIN LINK FENCE (TREE PROTECTION) | 1 | 3 | 3 | 3
610S-A | LF | PROTECTIVE FENCING TYPE A CHAIN LINK FENCE (TYPICAL APPLICATION - HIGH DAMAGE POTENTIAL) | 15 | 4.1 | 2 | 15
610S-A | LF | PROTECTIVE FENCING TYPE A CHAIN LINK FENCE (TYPICAL APPLICATION - HIGH DAMAGE POTENTIAL), COMPLETE IN PLACE | 1 | 3 | 3 | 3
610S-A | LF | PROTECTIVE FENCING TYPE A CHAIN LINK FENCE (TYPICAL APPLICATION - HIGH DAMAGE POTENTIAL)_ | 1 | 3 | 3 | 3
610S-A | LF | PROTECTIVE FENCING TYPE A CHAIN LINK FENCE (TYPICAL APPLICATION) | 1 | 2.5 | 2.5 | 2.5
610S-A | LF | PROTECTIVE FENCING TYPE A CHAIN LINK FENCE (TYPICAL APPLICATION- HIGH DAMAGE POTENTIAL) | 2 | 2.3 | 2.1 | 2.5
610S-A | LF | PROTECTIVE FENCING TYPE A CHAIN LINK FENCE (TYPICAL APPLICATION-HIGH DAMAGE POTENTIAL) | 6 | 6.0917 | 1.77 | 22
610S-A | LF | PROTECTIVE FENCING TYPE A CHAIN LINK FENCE (TYPICAL APPLLICATION-HIGH DAMAGE POTENTIAL) | 1 | 2.5 | 2.5 | 2.5
610S-A | LF | PROTECTIVE FENCING TYPE A CHAIN LINK FENCE, COMPLETE AND IN-PLACE | 1 | 3 | 3 | 3
610S-A | LF | PROTECTIVE FENCING TYPE A CHAIN LINNK | 1 | 3 | 3 | 3
610S-A | LF | PROTECTIVE FENCING, TYPE A CHAIN LINK FENCE PER LINEAR FOOT | 1 | 2 | 2 | 2
610S-A | LF | PROTECTIVE FENCING, TYPE A CHAIN LINK, PER LINEAR FOOT | 2 | 2 | 2 | 2
610S-A | LF | PROTECTIVE FENCING, TYPE A, CHAIN LINK FENCE (FOR TREE PROTECTION | 1 | 2 | 2 | 2
610S-A | LF | PROTECTIVE TREE FENCING TYPE A CHAIN LINK | 1 | 4 | 4 | 4
610S-A | LF | Protective Fencing Type A Chain Link Fence | 2 | 1.925 | 1.85 | 2
610S-A | LF | TREE FENCING, TYPE A CHAIN LINK | 1 | 3 | 3 | 3
610S-A | LF | TYPE A CHAIN LINK FENCE TREE PROTECTION | 1 | 3 | 3 | 3
610S-A1 | LF | Tree protection fence, chain link with T-posts, including installation, maintenance, and removal, complete and in place. | 1 | 5 | 5 | 5
610S-B | EA | PROTECTIVE FENCING TYPE B WOOD FENCE | 2 | 150 | 75 | 225
610S-B | LF | PROTECTIVE FENCING TYPE B WOOD FENCE (HIGH DAMAGE POTENTIAL) | 1 | 4 | 4 | 4
610S-B | LF | PROTECTIVE FENCING TYPE B WOOD FENCE (TYPICAL APPLICATION - HIGH DAMAGE POTENTIAL) | 1 | 200 | 200 | 200
610S-B | LF | PROTECTIVE FENCING TYPE B WOOD FENCE (TYPICAL APPLICATION-HIGH DAMAGE POTENTIAL) | 1 | 12.25 | 12.25 | 12.25
610S-B | LF | PROTECTIVE FENCING TYPE B WOOD FENCE, COMPLETE AND IN PLACE | 1 | 30 | 30 | 30
610S-B | LF | TREE FENCING, TYPE B WOOD | 1 | 18 | 18 | 18
610S-B | LF | Tree Protection Wood Fence, Type B, complete and in place. | 1 | 100 | 100 | 100
610S-B1 | LF | Tree protection trunk planking including installation, maintenance, and removal, complete and in place | 1 | 15 | 15 | 15
610S-C | LF | PROTECTIVE FENCING FOR TREES | 1 | 2.5 | 2.5 | 2.5
610S-C | LF | PROTECTIVE FENCING TYPE C OTHER MATERIALS (LIMITED APPLICATION - MINIMAL DAMAGE POTENTIAL) | 2 | 4 | 2 | 6
610S-C | LF | PROTECTIVE FENCING TYPE C OTHER MATERIALS (LIMITED APPLICATION-MINIMAL DAMAGE POTENTIAL) | 1 | 1.75 | 1.75 | 1.75
610S-C | LF | PROTECTIVE FENCING-TREE PROTECTION | 1 | 1.75 | 1.75 | 1.75
610S-C | LF | Tree Protection Fence, Type C, other materials, complete and in place. | 1 | 50 | 50 | 50
610S-D | EA. | TREE WELL (TREE PROTECTION) | 1 | 1750 | 1750 | 1750
610S-E | LS | BARK MULCH FOR TREE ROOT PROTECTION | 1 | 500 | 500 | 500
610S-F | LS | TREE & ROOT PRUNING BY CERTIFIED ARBORIST | 1 | 15000 | 15000 | 15000
610S-P | EA | PROTECTIVE FENCING TYPE A CHAIN LINK FENCE (TYPICAL APPLICATION-HIGH DAMAGE POTENTIAL) (PLANKING) | 1 | 85 | 85 | 85
610S-P | EA | TREE TRUNK PROTECTION WOODEN PLANKING | 1 | 100 | 100 | 100
610S-R | EA | REMOVAL OF EXISTING TREE | 1 | 1000 | 1000 | 1000
610S-R | EA | REMOVAL OF EXISTING TREE, 8-INCH DIA. AND GREATER | 1 | 150 | 150 | 150
610S-R | EA | REMOVAL OF EXISTING TREES (ALL DIAMETER > 8") | 1 | 55 | 55 | 55
610S-R | EA | REMOVAL OF EXISTING TREES 10-INCH TO 20-INCH DIAMETER | 1 | 750 | 750 | 750
610S-R | EA | REMOVAL OF EXISTING TREES 8" TO 15" DIAMETER | 1 | 900 | 900 | 900
610S-R | EA | REMOVAL OF EXISTING TREES 8" TO 27" DIA. | 1 | 300 | 300 | 300
610S-R | EA | REMOVAL OF EXISTING TREES, 8 TO 21-IN DIAMETER | 1 | 450 | 450 | 450
610S-R | EA | REMOVAL OF EXISTING TREES, 8" - 18" DIAMETER | 1 | 200 | 200 | 200
610S-R | EA | REMOVAL OF EXISTING TREES, 9-INCH TO 28-INCH DIAMETER, COMPLETE AND IN-PLACE | 1 | 250 | 250 | 250
610S-R | EA | REMOVAL OF EXISTING TREES, ANY DIAMETER | 1 | 385 | 385 | 385
610S-R | EA | REMOVE TREE #500, MULTI-STEM, 17.5 CALIPER INCHES | 1 | 1000 | 1000 | 1000
610S-R1 | EA | REMEDIAL TREE CARE PRE-CONSTRUCTION | 1 | 200 | 200 | 200
610S-R12 | EA | REMOVAL OF EXISTING TREES 12" DIA OR LESS | 1 | 500 | 500 | 500
610S-R15 | EA | REMOVAL OF EXISTING TREES, 15" DIAMETER | 1 | 345 | 345 | 345
610S-R18 | EA | REMOVAL OF EXISTING TEE, >18" DIAMETER | 1 | 150 | 150 | 150
610S-R2 | EA | REMEDIAL TREE CARE POST-CONSTRUCTION | 1 | 200 | 200 | 200
610S-R22 | EA | REMOVAL OF EXISTING TREES 22" DIA | 1 | 600 | 600 | 600
610S-R29 | EA | REMOVAL OF EXISTING TREES, 29" DIAMETER | 1 | 690 | 690 | 690
610S-R6 | EA | REMOVAL OF EXISTING TREES, 6" DIAMETER | 1 | 115 | 115 | 115
610S-R8 | EA | REMOVAL OF EXISTING TREES, 8" DIAMETER | 1 | 145 | 145 | 145
610S-TRM | LS | TREE REMOVAL INCLUDING DISPOSAL | 1 | 3000 | 3000 | 3000
620S | SY | FILTER FABRIC | 8 | 3.9025 | 1 | 7.41
620S | SY | FILTER FABRIC FOR FILTRATION POND BOTTOM | 1 | 3 | 3 | 3
620S | SY | FILTER FABRIC FOR PARTICLE MIGRATION CONTROL | 1 | 1.25 | 1.25 | 1.25
620S | SY | GEOTEXTILE FABRIC | 1 | 2 | 2 | 2
621S | LF | DIVERSION - EARTHEN BERM | 1 | 7 | 7 | 7
623S | SF | DRY STACK ROCK WALL | 2 | 19 | 18 | 20
623S | SF | DRY STACK ROCK WALL - 2'' X 2'' X 5'' CUT LIMESTONE ROCK RIPRAP WITH FILTER FABRIC | 1 | 41.25 | 41.25 | 41.25
623S | SF | DRY STACK ROCK WALL, 5'' X 2'' X 2'' ROCK | 1 | 40 | 40 | 40
628S-B | LF | SEDIMENT CONTAINMENT DIKE WITH FILTER FABRIC | 1 | 10 | 10 | 10
628S-B | LF | SEDIMENT CONTAINMENT DIKES FILTER FABRIC | 1 | 5 | 5 | 5
628S-B | LF | SEDIMENT CONTAINMENT DIKES W/ FILTER FABRIC. | 1 | 12.5 | 12.5 | 12.5
628S-B | LF | SEDIMENT CONTAINMENT DIKES W/FILTER FABRIC | 1 | 10 | 10 | 10
628S-B | LF | SEDIMENT CONTAINMENT DIKES WITH FILTER FABRIC | 12 | 7.0417 | 1 | 20
628S-B | LF | SEDIMENT CONTAINMENT DIKES WITH FILTER FABRIC, COMPLETE AND IN PLACE | 1 | 50 | 50 | 50
628S-B | LF | SEDIMENT CONTAINMENT DIKES WITH FILTER FABRIC, PER LINEAR FOOT | 2 | 9 | 9 | 9
628S-B | LF | SEDIMENT CONTAINMENT DIKKES WITH FILTER FABRIC | 1 | 6 | 6 | 6
628S-B | LF | Sediment Containment Dikes with Filter Fabric | 2 | 8.25 | 6.5 | 10
628S-B | LF | Sediment Containment Dikes with filter fabric, complete and in place. | 2 | 75 | 50 | 100
628S-B | LF | TRIANGULAR SEDIMENT CONTAINMENT DIKE WITH FILTER FABRIC | 1 | 8 | 8 | 8
628S-C | EA | FILTER CURB INLET PROTECTION (NEW INLET) | 10 | 76.9 | 50 | 115
628S-C | EA | Filter Curb Inlet Protection (New Inlet) | 2 | 72.5 | 65 | 80
628S-C | LF | FILTER CURB INLET PROTECTION (NEW INLET) | 1 | 9 | 9 | 9
628S-D | EA | 10'' FILTER CURB INLET PROTECTION | 1 | 120 | 120 | 120
628S-D | EA | CURB INLET PROTECTION/FILTER EXISTING INLETS | 1 | 50 | 50 | 50
628S-D | EA | ESDIMENT CONTAINMENT DIKES | 1 | 69 | 69 | 69
628S-D | EA | EXISTING INLET PROTECTION | 1 | 170 | 170 | 170
628S-D | EA | FILTER CURB INLET PROTECTION | 1 | 75 | 75 | 75
628S-D | EA | FILTER CURB INLET PROTECTION | 1 | 200 | 200 | 200
628S-D | EA | FILTER CURB INLET PROTECTION (EXISTING INLET | 1 | 122 | 122 | 122
628S-D | EA | FILTER CURB INLET PROTECTION (EXISTING INLET) | 29 | 88.6183 | 30.93 | 250
628S-D | EA | FILTER CURB INLET PROTECTION (EXISTING INLETS) | 2 | 107.5 | 90 | 125
628S-D | EA | FILTER CURB INLET PROTECTION, (EXISTING INLET) | 4 | 67.25 | 48 | 100
628S-D | EA | FILTER CURB INTER PROTECTION (EXIST. INLET) | 1 | 100 | 100 | 100
628S-D | EA | FILTER INLET PROTECTION PER PLAN SHEET 6 DETAIL OF APPROVED PLANS BID SET | 1 | 75 | 75 | 75
628S-D | EA | Filter Curb Inlet Protection (Existing Inlet) | 2 | 72.5 | 65 | 80
628S-D | EA | Filter Curb Inlet Protection (Existing Inlet), complete and in place. | 1 | 50 | 50 | 50
628S-D | EA | INLET FILTER DIKE | 1 | 75 | 75 | 75
628S-D | EA | SEDIMENT CONTAINMENT DIKES, EXISTING CURB INLET PROTECTION | 1 | 45 | 45 | 45
628S-D | EA | SEDIMENT CONTAINMENT DIKES, FILTER CURB INLET PROTECTION | 1 | 75 | 75 | 75
628S-D | EA. | FILTER CURB INLET PROTECTION (EXISTING INLETS) | 1 | 40 | 40 | 40
633S-A | SF | LANDGRADING | 2 | 0.375 | 0.25 | 0.5
634S | SF | VEGETATIVE LEVAL SPREADER, INCL. GRAVEL MULCH | 1 | 6 | 6 | 6
639S | EA | ROCK BERM | 1 | 750 | 750 | 750
639S | LF | ROCK BERM INCL. INSTALLATION, MAINTENANCE & REMOVAL | 1 | 20 | 20 | 20
639S | LF | MODIFIED ROCK BERM SEDIMENTATION POND LEVEL SPR. | 1 | 25 | 25 | 25
639S | LF | ROCK BERM | 33 | 28.4561 | 12.75 | 100
639S | LF | ROCK BERM PER LINEAL FOOT | 1 | 25 | 25 | 25
639S | LF | ROCK BERM. | 1 | 25 | 25 | 25
639S | LF | Rock Berm | 1 | 27.5 | 27.5 | 27.5
639S | LF | Rock Berm, complete and in place | 1 | 20 | 20 | 20
639S R | LF | MODIFIED ROCK BERM | 1 | 28 | 28 | 28
640S | SF | MORTARED ROCK WALL, FOR UPSTREAM SECTION OF RAIN GARDEN 2; AND ENTIRE RAIN GARDEN 1 | 1 | 43 | 43 | 43
640S | SF | MORTARED ROCK RETAINING WALL | 1 | 34 | 34 | 34
640S | SF | MORTARED ROCK WALL | 2 | 20.5 | 17 | 24
640S | SF | MORTARED TOCK WALL | 1 | 32 | 32 | 32
640S-BU | SF | MORTARED ROCK WALL WITH BLOCK UNDERDRAIN FOR DOWNSTREAM SECTION OF RAIN GARDEN 2 | 1 | 68 | 68 | 68
641-S | EA | STABILIZED CONSTRUCTION ENTRANCE | 1 | 750 | 750 | 750
641S | EA | PILOT KNOB SUMMARY OF WORK ITEM PK-7; INSTALLATION, MAINTENANCE AND REMOVAL OF STABILIZED CONSTRUCTION ENTRANCE, AS REQUIRED BY THE CIVIL PLANS AND TH | 1 | 1500 | 1500 | 1500
641S | EA | STABILIZED CONSTRUCTION ENTRANCE | 42 | 1450.7314 | 190.72 | 4000
641S | EA | STABILIZED CONSTRUCTION ENTRANCE (50'' X 30'') AT CANTERBURY SITE | 1 | 2000 | 2000 | 2000
641S | EA | STABILIZED CONSTRUCTION ENTRANCE NORTH END OF PROJECT | 1 | 1100 | 1100 | 1100
641S | EA | STABILIZED CONSTRUCTION ENTRANCE PER EACH | 1 | 1200 | 1200 | 1200
641S | EA | STABILIZED CONSTRUCTION ENTRANCE SOUTH END OF PROJECT | 1 | 1100 | 1100 | 1100
641S | EA | STABILIZED CONSTRUCTION ENTRANCE, COMPLETE AND IN PLACE | 1 | 2000 | 2000 | 2000
641S | EA | STABILIZED CONSTRUCTION ENTRANCE, COMPLETE AND IN-PLACE | 1 | 1100 | 1100 | 1100
641S | EA | STABILIZED CONSTRUCTION ENTRANCE, PER EACH | 2 | 750 | 750 | 750
641S | EA | STABILIZED CONSTRUCTION ENTRANCE. | 1 | 800 | 800 | 800
641S | EA | Stabilized Construction Entrance | 2 | 1225 | 1200 | 1250
641S | EA | Stabilized Construction Entrance, complete and in place. | 1 | 1000 | 1000 | 1000
641S | EA. | STABILIZED CONSTRUCTION ENTRANCE | 1 | 1200 | 1200 | 1200
641S | LS | STABILIZED CONSTRUCTION ENTRANCE | 1 | 1000 | 1000 | 1000
641S-A | LF | PHASE 1 ACCESS ROAD | 1 | 39 | 39 | 39
641S-B | LF | PHASE 2 ACCESS ROAD | 1 | 31 | 31 | 31
641S-T | TN | Stabilized construction entrance using crushed rock as per 641S, installed and removed, complete and in place. | 1 | 50 | 50 | 50
6421 | EA | STABILIZED CONSTRUCTION ENTRANCE | 1 | 1250 | 1250 | 1250
642D | LF | SILT FENCE FOR EROSION CONTROL | 1 | 1.49 | 1.49 | 1.49
642S | LF | SILT FENCE INCL. INSTALLATION, INSPECTIONS, MAINTENANCE, REMOVAL AND DISPOSAL AT PROJECT COMPLETION | 1 | 2 | 2 | 2
642S | LF | PILOT KNOB SUMMARY OF WORK ITEM PK-8; INSTALLATION, MAINTENANCE AND REMOVAL OF SILT FENCE FOR EROSION/SEDIMENTATION CONTROL AND CONTRACTOR LIMITS OF C | 1 | 5 | 5 | 5
642S | LF | SILT FENCE | 4 | 2.375 | 1.7 | 3
642S | LF | SILT FENCE EROSION CONTROL | 1 | 5 | 5 | 5
642S | LF | SILT FENCE FOR EROSION CONTRAO, COMPLETE AND IN-PLACE | 1 | 1.6 | 1.6 | 1.6
642S | LF | SILT FENCE FOR EROSION CONTROL | 48 | 2.4092 | 1 | 5
642S | LF | SILT FENCE FOR EROSION CONTROL PER LINEAL FOOT | 1 | 2 | 2 | 2
642S | LF | SILT FENCE FOR EROSION CONTROL, COMPLETE AND IN PLACE | 1 | 10 | 10 | 10
642S | LF | SILT FENCE FOR EROSION CONTROL, COMPLETE AND IN-PLACE | 1 | 2 | 2 | 2
642S | LF | SILT FENCE FOR EROSION CONTROL, PER LINEAR FOOT | 2 | 1.75 | 1.75 | 1.75
642S | LF | SILT FENCE FOR EROSION CONTROL. | 1 | 2 | 2 | 2
642S | LF | SILT FENCE INCLUDING LINEAR FENCE, SILT FENCE DAM & FENCE J-HOOK | 1 | 2 | 2 | 2
642S | LF | Silt Fence for Erosion Control | 2 | 2.175 | 1.85 | 2.5
642S | LF | Silt Fence for Erosion Control, complete and in place. | 2 | 11.5 | 3 | 20
642S-1 | LF | 12┐ diameter excelsior sediment control device, Curlex or equivalent, complete and in place. | 1 | 100 | 100 | 100
642S-1 | LF | SILT FENCE FOR POST CONSTRUCTION EROSION CONTROL | 1 | 1.75 | 1.75 | 1.75
643S | CF | ROCK RIPRAP POND OUTFALL | 1 | 5 | 5 | 5
650SS-A | CY | DILLO DIRT COMPOST, TO BE MIXED AT 1:9 W/ ONSITE EXCAVATED MATERIAL, FOR USE AS AMENDED SOIL IN RAIN GARDENS 1 AND 2 | 1 | 36 | 36 | 36
658S-1 | EA | TEMPORARY VOID PROTECTION (PLYWOOD PLANKING) | 1 | 200 | 200 | 200
658S-1 | EA | TEMPORARY VOID PROTECTION (PLYWOOD PROTECTION) | 1 | 525.3 | 525.3 | 525.3
658S-10 | HR | OBSERVATION OF VOIDS AND/OR FLOWING WATER | 1 | 150 | 150 | 150
658S-10 | HR | OBSERVATION OF VOIDS AND/OR WATER FLOW FEATURES BY THE GEOLOGIST AND GEOLOGIST REPRESENTATIVE | 1 | 288.91 | 288.91 | 288.91
658S-2 | CY | CONTROLLED LOW STRENGTH MATERIAL FOR MITIGATION | 2 | 415.15 | 200 | 630.3
658S-3 | EA | PEA GRAVEL-FILLED POLYPROPYLENE BAGS FOR VOID MITIGATION | 2 | 21.5 | 21 | 22
658S-4 | CF | 3- TO 5-INCH ROCK FOR VOID MITIGATION | 2 | 10.25 | 10 | 10.5
658S-5 | SY | FILTER FABRIC FOR VOID MITIGATION | 2 | 10.25 | 10 | 10.5
658S-7 | CF | LOW SLUMP CONCRETE | 2 | 25.9 | 15 | 36.8
658S-8 | LF | SPECIAL TRENCH SAFETY ASSOCIATED WITH OBSERVATION OF VOIDS AND/OR FLOWING WATER | 2 | 23.15 | 20 | 26.3
658S-9 | DAY | DOWNTIME ASSOCIATED WITH OBSERVATION OF VOIDS AND/OR FLOWING WATER | 2 | 3900 | 2500 | 5300
693S | LF | ROCK BERM, COMPLETE AND IN-PLACE | 1 | 20 | 20 | 20
7 | LF | P.C. CONCRETE CURB (EXCAVATION) COA SPECIFICATION 430S) | 1 | 9.8 | 9.8 | 9.8
7 | LS | CONSTRUCTION OF ALL REMAINING ITEMS NOT INCLUDED IN THE ABOVE ITEMS 1-6 | 1 | 141000 | 141000 | 141000
700-TM | LS | TOTAL MOBILIZATION PAYMENT | 2 | 32000 | 15000 | 49000
7002-TM | LS | TOTAL MOBILIZATION PAYMENT | 1 | 10000 | 10000 | 10000
700D-TM | LS | MOBILIZATION | 1 | 71338 | 71338 | 71338
700S | LS | MOBILIZATION | 1 | 1 | 1 | 1
700S | LS | TOTAL MOBILIZATION PAYMENT | 1 | 19000 | 19000 | 19000
700S-TM | L.S. | TOTAL MOBILIZATION PAYMENT | 1 | 300000 | 300000 | 300000
700S-TM | LS | MOBILIZATION | 2 | 15550 | 2100 | 29000
700S-TM | LS | MOBILIZATION PER LUMP SUM | 1 | 33282 | 33282 | 33282
700S-TM | LS | Mobilization | 1 | 23837 | 23837 | 23837
700S-TM | LS | PILOT KNOB SUMMARY OF WORK ITEM PK-9; MOBILIZATION/DEMOBILIZATION TO ACCOMPLISH WORK, AS REQUIRED BY THE CIVIL PLANS AND THESE SPECIFICATIONS | 1 | 140000 | 140000 | 140000
700S-TM | LS | TOTAL MOBILIZATION | 2 | 92500 | 5000 | 180000
700S-TM | LS | TOTAL MOBILIZATION PAYMENT | 47 | 102476.1847 | 3550 | 1271794.96
700S-TM | LS | TOTAL MOBILIZATION PAYMENT | 3 | 37833.3333 | 22000 | 60000
700S-TM | LS | TOTAL MOBILIZATION PAYMENT (ADDITIVE FOR ALTERNATE BID #1 ONLY) | 1 | 8000 | 8000 | 8000
700S-TM | LS | TOTAL MOBILIZATION PAYMENT (ADDITIVE FOR ALTERNATE BID #2 ONLY) | 1 | 6000 | 6000 | 6000
700S-TM | LS | TOTAL MOBILIZATION PAYMENT (ADDITIVE FOR ALTERNATE BID #3 ONLY) | 1 | 6000 | 6000 | 6000
700S-TM | LS | TOTAL MOBILIZATION PAYMENT (FOR BASE BID ONLY) | 1 | 6000 | 6000 | 6000
700S-TM | LS | TOTAL MOBILIZATION PAYMENT, PER LUMP SUM | 2 | 60000 | 60000 | 60000
700S-TM | LS | TOTAL MOBILIZATION PAYMENT. | 1 | 30000 | 30000 | 30000
700S-TM | LS | Total Mobilization Payment | 2 | 185000 | 170000 | 200000
700S.TM | LS | MOBILIZATION | 1 | 78000 | 78000 | 78000
701S-A | LF | CHAIN LINK FENCE FOR CONSTRUCTION STAGING AREA | 1 | 20 | 20 | 20
701S-A | LF | CHAIN LINK FENCE FOR STAGING AREAS | 1 | 8 | 8 | 8
701S-A | LF | CHAIN-LINK FENCE | 2 | 14.83 | 13.66 | 16
701S-AS | LF | CHAIN LINK FENCE | 1 | 5 | 5 | 5
701S-AS | LF | CHAIN LINK FENCE (4FT KNUCKLED SELVAGE) | 1 | 20 | 20 | 20
701S-AS | LF | CHAIN LINK FENCE FOR STAGING AREA | 1 | 2 | 2 | 2
701S-AS | LF | CHAIN LINK FENCE, 6 FT | 1 | 15 | 15 | 15
701S-AS | LF | CHAIN LINK FENCE, 6'' HIGH | 1 | 2.75 | 2.75 | 2.75
701S-AS | LF | CHAIN LINK FENCE, 6'' HIGH (FOR STAGING AREA AND PONDS) | 1 | 15 | 15 | 15
701S-AS | LF | CHAIN LINK FENCE, 6-FOOT HIGH FOR STAGING AREA | 1 | 1.5 | 1.5 | 1.5
701S-B | EA | 4-FOOT PERSONNEL GATE, 4 FT WIDTH X 6 FT HEIGHT | 1 | 800 | 800 | 800
701S-B | EA | CHAIN LINK PEDESTRIAN SINGLE SWING GATE, 3 FOOT X 6 FOOT (FOR STAGING AREA) | 1 | 70 | 70 | 70
701S-B | EA | CHAIN LINK PEDESTRIAN SINGLE SWING GATE, 8 FOOT X 12 FOOT | 1 | 137.5 | 137.5 | 137.5
701S-C | EA | CHAIN LINK VEHICULAR GATE, 20 FT. X 6 FT. | 1 | 650 | 650 | 650
701S-C | EA | CHAIN LINK GATE FOR CONSTRUCTION STAGING AREA | 1 | 500 | 500 | 500
701S-C-1 | EA | TEMPORARY CHAIN LINK VEHICULAR GATE | 1 | 400 | 400 | 400
701S-CD | EA | 20'' CHAIN LINK VEHICULAR DOUBLE SWING GATE FOR WORK AND STAGING/STORAGE AREAS W/ MWGC | 1 | 198 | 198 | 198
701S-CD | EA | 20'' CHAIN LINK VEHICULAR DOUBLE SWING GATE WITH GREEN WIND SCREEN FOR STAGING/STORAGE AREA ON RMMA PROPERTY | 1 | 265 | 265 | 265
701S-CD | EA | CHAIN LINK VEHICULAR DOUBLE SWING GATE, 20 FOOT X 6 FOOT (FOR STAGING AREA) | 1 | 150 | 150 | 150
701S-CD | EA | CHAIN LINK VEHICULAR DOUBLE SWING GATE, 6 FOOT X 20 FOOT | 1 | 1000 | 1000 | 1000
701S-CD | EA | CHAIN LINK VEHICULAR DOUBLE SWING GATE, 6 FOOT X 20 FOOT PER EACH | 1 | 130 | 130 | 130
701S-CD | EA | CHAIN LINK VEHICULAR DOUBLE SWING GATE, 6 FT X 12 FT | 1 | 550 | 550 | 550
701S-CD | EA | CHAIN LINK VEHICULAR DOUBLE SWING GATE, 8 FOOT X 20 FOOT | 2 | 550 | 500 | 600
701S-CD | EA | CHAIN LINK VEHICULAR DOUBLE SWING GATE, 8 FOOT X 6 FOOT | 1 | 500 | 500 | 500
701S-CD | EA | Chain Link Vehicular Double Swing Gate, 6.5foot x 6.5foot | 1 | 884 | 884 | 884
701S-CD | EA | TTEMPORARY GATE, 8'' X 20'' CHAIN | 1 | 1100 | 1100 | 1100
701S-CD6X6 | EA | CHAIN LINK VEHICULAR DOUBLE SWING GATE, 6 FOOT X 6 FOOT | 1 | 175 | 175 | 175
701S-CS | EA | CHAIN LINK VEHICULAR SINGLE SWING GATE, 6 FOOT X 14 FOOT PER EACH | 1 | 115 | 115 | 115
701S-CS | EA | CHAIN LINK VEHICULAR SINGLE SWING GATE, 6 FOOT X 20 FOOT | 1 | 1000 | 1000 | 1000
701S-D | LF | CONSTRUCTION FENCING INCLUDING FURNISHING, INSTALLING T-POSTS, WIRE FLAG MARKERS AND REMOVAL TO COMPLETE WORK | 1 | 2 | 2 | 2
701S-D | LF | WIRE FENCE | 1 | 3 | 3 | 3
701S-H | LF | SECURITY FENCE, 8 FOOT HIGH TYPE WOOD | 1 | 30 | 30 | 30
701S-H | LF | TEMPORARY FENCE, 8 FOOT HIGH, CHAIN LINK TYPE | 1 | 3 | 3 | 3
701S-H-1 | LF | TEMPORARY SECURITY FENCE 8'' HIGH CHAIN LINK | 1 | 20 | 20 | 20
701S-MS | LF | MOWING STRIP | 1 | 6 | 6 | 6
701S-MS | LF | PILOT KNOB SUMMARY OF WORK ITEM PK-10; CLOSE SPACING UNDER ENTRY GATE OVER MOW STRIP WITH NEW MOW STRIP - 12 LINEAR FEET AND REPAIR CONCRETE MOW STRIP | 1 | 60 | 60 | 60
701S-T | LF | TEMPORARY FENCE, 6 FOOT HIGH, CHAIN LINK TYPE | 1 | 3 | 3 | 3
701S-T | LF | TEMPORARY FENCE, 7 FOOT HIGH, CHAIN LINK TYPE | 1 | 12 | 12 | 12
701S-T | LF | INSTALL AND REMOVE, TEMPORARY FENCE, WITH TWO GATES, 4-FOOT HIGH, FIVE-STRAND BARBED WIRE FENCE TYPE | 1 | 5 | 5 | 5
701S-T | LF | TEMPORARY CHAIN LINK FENCE 5'' HIGH | 1 | 20 | 20 | 20
701S-T | LF | TEMPORARY FENCE 6'' HIGH CHAIN LINK W/ TOP BAR | 1 | 2 | 2 | 2
701S-T | LF | TEMPORARY FENCE 6'' HIGH CHAIN LINK W/ TOP BAR AND GREEN WIDE SCREEN | 1 | 5 | 5 | 5
701S-T | LF | TEMPORARY FENCE, 4 FOOT HIGH, BARBED WIRE | 1 | 3 | 3 | 3
701S-T | LF | TEMPORARY FENCE, 6 FOOT HIGH, CHAIN LINK TYPE | 1 | 1 | 1 | 1
701S-T | LF | TEMPORARY FENCE, 6 FOOT HIGH, CHAIN LINK TYPE (FOR STAGING AREA) | 2 | 1.475 | 1.45 | 1.5
701S-T | LF | TEMPORARY FENCE, 8 FOOT HIGH, CHAIN LINK TYPE | 2 | 6.325 | 2.65 | 10
701S-T | LF | TEMPORARY FENCING, 6'' HIGH CHAIN LINK FENCE | 1 | 3.5 | 3.5 | 3.5
701S-T-1 | LF | TEMPORARY SECURITY FENCE, 8'' HIGH, WOOD | 1 | 25 | 25 | 25
701S-T-2 | LF | TEMPORARY SECURITY FENCE, 8'' HIGH, CHAIN LINK | 1 | 30 | 30 | 30
701S-T6 | LF | TEMPORARY FENCE, 6 FOOT HIGH, CHAIN LINK TYPE | 1 | 2.5 | 2.5 | 2.5
701S-TM | LF | TEMPORARY SECURITY FENCE, 6'' HIGH, CHAIN LINK PER LINEAL FOOT | 1 | 7.05 | 7.05 | 7.05
702S | LF | 52" 6-STRAND BARBED-WIRE FENCE WITH T-POSTS AT 8'' CENTER. 6" TREATED POSTS SET IN CONCRETE AT 100'' CENTER, WOODEN 6" TREATED POSTS AND DEADMEN SET I | 1 | 7 | 7 | 7
702S | LF | REMOVAL AND RELOCATION OF EXISTING FENCES | 1 | 25 | 25 | 25
702S-A | LF | REMOVING AND RELOCATING - EXISTING 8 FT. CHAIN LINK FENCE | 1 | 33 | 33 | 33
702S-A | LF | REMOVING AND RELOCATING EXISTING 4FT CHAIN LINK FENCE | 1 | 15 | 15 | 15
702S-A | LF | REMOVING AND RELOCATING EXISTING 6-FT. CHAIN LINK FENCE, COMPLETE AND IN-PLACE | 1 | 8 | 8 | 8
702S-A | LF | REMOVING AND RELOCATING EXISTING 8 FT (MAX.) CHAIN INK FENCE | 1 | 24 | 24 | 24
702S-A | LF | REMOVING AND RELOCATING EXISTING CHAIN LINK FENCE ALL HEIGHTS | 1 | 22 | 22 | 22
702S-A | LF | Removing and Relocating Existing 4 Ft. Chain Link Fence | 1 | 18 | 18 | 18
702S-A | LF | Removing and Relocating Existing 6Ft. Chain Link Fence (remove and replace 6 foot chain link fence) | 1 | 22.72 | 22.72 | 22.72
702S-A | LF | Removing and Relocating Existing 6Ft. Chain Link Fence (remove and replace 8 foot chain link fence) | 1 | 26.57 | 26.57 | 26.57
702S-A | LF | Removing and Relocating Existing 6Ft. Chain Link Fence (repairs to hole) | 1 | 22.72 | 22.72 | 22.72
702S-A | LF | Removing and Relocating Existing 8Ft. Chain Link Fence (repairs to 3-10ft sections) | 1 | 26.57 | 26.57 | 26.57
702S-A:4 | LF | REMOVING AND RELOCATING EXISTING 4'' CHAIN LINK FENCE | 1 | 30 | 30 | 30
702S-A:8 | LF | REMOVING AND RELOCATING EXISTING 8'' CHAIN LINK FENCE | 1 | 35 | 35 | 35
702S-B | EA | REMOVIONG AND RELOCATING - EXISTING 8 FT. X 20 FT. CHAINLINK PEDESTRIAN GATE | 1 | 1000 | 1000 | 1000
702S-D | LF | REMOVING AND RELOCATING EXISTING 6 FT. WOODEN FENCE | 1 | 15 | 15 | 15
702S-D | LF | REMOVING AND RELOCATING EXISTING 8 FT (MAX.) WOODEN FENCE | 1 | 33 | 33 | 33
702S-D | LF | REMOVING AND RELOCATING EXISTING WOODEN FENCE ALL TYPES AND HEIGHTS | 1 | 22 | 22 | 22
702S-D | LF | REMOVING AND RELOCATION EXISTING 3 FT. WOODEN FENCE | 1 | 15 | 15 | 15
702S-G | LF | REMOVING AND RELOCATING EXISTING 4 FOOT WIRE FENCE | 1 | 4 | 4 | 4
702S-G | LF | REMOVING AND RELOCATING EXISTING 4 FT. WIRE FENCE | 1 | 8 | 8 | 8
702S-G | LF | REMOVING AND RELOCATING EXISTING 4-FOOT WIRE FENCE | 1 | 8 | 8 | 8
702S-G | LF | REMOVING AND RELOCATING EXISTING 4-FT WIRE FENCE | 1 | 3 | 3 | 3
702S-G | LF | REMOVING AND RELOCATING EXISTING 4-FT WIRE FENCE | 1 | 21 | 21 | 21
702S-G | LF | REMOVING AND RELOCATING EXISTING 4-FT. WIRE FENCE, COMPLETE AND IN-PLACE | 1 | 5 | 5 | 5
702S-G | LF | REMOVING AND RELOCATING EXISTING 4-FT. WIRE FENCE, COMPLETE IN PLACE | 1 | 4 | 4 | 4
702S-G | LF | REMOVING AND RELOCATING EXISTING VARIABLE HEIGHT WIRE FENCE | 1 | 12 | 12 | 12
702S-H | EA | REMOVE AND RELOCATE EXISTING 10FT. X 10FT. METAL GATE | 1 | 610 | 610 | 610
702S-H | EA | REMOVING AND RELOCATING - EXISTING 8 FT. X 10 FT. METAL GATE | 1 | 1000 | 1000 | 1000
703 | LF | FENCING FOR EXCAVATIONS AT BORE PITS AND RECEIVING PITS | 1 | 2 | 2 | 2
703 | LF | ORANGE SAFETY FENCE | 1 | 1.8 | 1.8 | 1.8
703 | LF | SAFETY FENCE | 1 | 2.95 | 2.95 | 2.95
703 | LF | SAFETY FENCING | 11 | 1.8091 | 1 | 3
703 | LF | SAFETY FENCING | 3 | 1.6167 | 1.4 | 2
703 | LF | SAFETY FENCING, COMPLETE AND IN-PLACE | 1 | 3 | 3 | 3
703 | LF | SAFETY FENCING, PER LINEAR FOOT | 2 | 1.5 | 1.5 | 1.5
703 | LF | SAFETY FENCING. | 1 | 1.25 | 1.25 | 1.25
703S | LF | SAFETY FENCING | 1 | 2 | 2 | 2
703S | LF | SAFETY FENCING | 1 | 1.5 | 1.5 | 1.5
704 | LF | METAL BEAM GUARD RAIL | 1 | 35 | 35 | 35
704-T | EA | METAL BEAM GUARD RAILING, TERMINAL ANCHOR SECT. | 1 | 600 | 600 | 600
705 | LF | REMOVE AND RELOCATE EXISTING METAL BEAM GUARD RAILING | 1 | 35 | 35 | 35
705 | LF | REMOVE/RELOCATE EXISTING METAL BEAM GUARD RAIL | 1 | 30 | 30 | 30
706S | LF | Bridge and Culvert Railing, Galvanized metal handrail | 1 | 110 | 110 | 110
706S | LF | BRIDGE AND CULVERT RAILING | 1 | 91 | 91 | 91
706S | LF | BRIDGE AND CULVERT RAILING, METAL PEDESTRIAN HANDRAIL, COMPLETE IN PLACE | 1 | 20 | 20 | 20
706S | LF | Bridge and Culvert Railing, (Retaining Wall Pipe Railing - Detail Sheet DT8) | 1 | 87.21 | 87.21 | 87.21
706S | LF | Bridge and Culvert Railing, (Retaining Wall Railing at 1912 E 7th St - Detail 2 / Sheet DT5) | 1 | 110 | 110 | 110
706S | LF | PEDESTRIAN RAIL (PER DETAIL 707S-1) | 1 | 81 | 81 | 81
707S-1 | LF | PEDESTRIAN HANDRAIL (SEE STANDARD DETAIL 707S-1 | 1 | 51 | 51 | 51
725S-A | EA | SURVEY MARKERS | 1 | 1896 | 1896 | 1896
725S-A | EA | TYPE A SURVEY IDENTIFICATION MARKER | 1 | 400 | 400 | 400
725S-A | EA | Type A Survey Identification Marker | 1 | 1250 | 1250 | 1250
8 | SF | TYPE I P.C. CONCRETE DRIVEWAY (COA SPEC. 609S) | 1 | 6.7 | 6.7 | 6.7
801S | LS | CONSTRUCTING A DETOUR | 3 | 27500 | 1000 | 80000
801S | LS | CONSTRUCTING A DETOUR | 1 | 8000 | 8000 | 8000
801S | LS | CONSTRUCTING DETOURS. | 1 | 7500 | 7500 | 7500
802S-A | EA | PROJECT SIGNS | 1 | 1100 | 1100 | 1100
802S-A C.I.P. | LS | C.I.P. PROJECT SIGNS | 1 | 1500 | 1500 | 1500
802S-A C.I.P. | LS | PROJECT SIGNS | 1 | 615 | 615 | 615
802S-A-CIP | LS | CIP PROJECT SIGNS | 1 | 900 | 900 | 900
802S-A.C.I.P. | LS | C.I.P. PROJECT SIGNS | 1 | 930 | 930 | 930
802S-AC.I.P. | LS | PILOT KNOB SUMMARY OF WORK ITEM PK-11; INSTALL CIP SIGN, AS REQUIRED THESE SPECIFICATIONS | 1 | 1600 | 1600 | 1600
802S-B | EA | C.I.P. PROJECT SIGN | 4 | 795.7175 | 500 | 1500
802S-B | EA | C.I.P. SIGNS (MOVABLE TYPE II) | 1 | 281 | 281 | 281
802S-B | EA | C.I.P.. PROJECT SIGN | 1 | 300 | 300 | 300
802S-B | EA | CAPITAL IMPROVEMENTS PROJECT SIGN | 1 | 800 | 800 | 800
802S-B | EA | PROJECT SIGN | 5 | 516.222 | 300 | 800
802S-B | EA | PROJECT SIGN. | 1 | 375 | 375 | 375
802S-B BOND | EA | BOND PROJECT SIGN | 3 | 361.6667 | 275 | 500
802S-B BOND | EA | BOND PROJECT SIGNS | 3 | 916.6667 | 350 | 2000
802S-B BOND | EA | Bond Project Sign | 2 | 440 | 330 | 550
802S-B C.I.P | EA | CIP PROJECT SIGN | 1 | 350 | 350 | 350
802S-B C.I.P. | EA | C.I.P. PROJECT SIGN | 7 | 400 | 100 | 700
802S-B C.I.P. | EA | C.I.P. PROJECT SIGN PER EACH | 1 | 350 | 350 | 350
802S-B C.I.P. | EA | C.I.P. PROJECT SIGN, COMPLETE AND IN-PLACE | 1 | 400 | 400 | 400
802S-B C.I.P. | EA | C.I.P. PROJECT SIGNS | 1 | 300 | 300 | 300
802S-B C.I.P. | EA | CAPITAL IMPROVEMENT PROJECT SIGN | 1 | 400 | 400 | 400
802S-B C.I.P. | EA | CIP PROJECT SIGNS | 1 | 320 | 320 | 320
802S-B C.I.P. | EA | PROJECT SIGNS (1 CIP SIGN) | 1 | 360 | 360 | 360
802S-B CIP | EA | C.I.P. PROJECT SIGN | 4 | 565 | 360 | 1000
802S-B CIP | EA | C.I.P. PROJECT SIGNS | 2 | 525 | 350 | 700
802S-B CIP | EA | C.I.P. Project Sign | 2 | 305 | 300 | 310
802S-B CIP | EA | CIP PROJECT SIGN | 2 | 380 | 360 | 400
802S-B CIP | EA | CIP PROJECT SIGNS | 3 | 608.3333 | 400 | 1000
802S-B, CIP | EA | CIP PROJECT SIGN | 1 | 700 | 700 | 700
802S-B-C.I.P. | EA | C.I.P. PROJECT SIGN | 1 | 500 | 500 | 500
802S-B-CIP | EA | CIP PROJECT SIGN | 2 | 415 | 330 | 500
802S-BAS | EA | PROJECT SIGN FOR BUSINESS ACCESS | 1 | 160 | 160 | 160
802S-BC.I.P. | EA | C.I.P. Project Sign | 1 | 338 | 338 | 338
802S-BCIP | EA | C.I.P. PROJECT SIGN | 1 | 325 | 325 | 325
802S-BCIP | EA | CIP PROJECT SIGN | 1 | 300 | 300 | 300
802S-BCIP | EA | CIP PROJECT SIGN BARRICADES, SIGNS & TRAFFIC HANDLING | 1 | 500 | 500 | 500
802S-BCIP | EA | PROJECT SIGN | 1 | 1000 | 1000 | 1000
803-CD | CD | BARRICADES, SIGNS & TRAFFIC HANDLING | 1 | 118 | 118 | 118
803-CD | CD | BARRICADES, SIGNS, AND TRAFFIC HANDLING | 1 | 65 | 65 | 65
803-CD | CD | BARRICADES, SIGNS, AND TRAFFIC HANDLING | 1 | 50 | 50 | 50
803-CD | CD | Barricades, Signs, And Traffic Handling | 2 | 217.5 | 160 | 275
803-CD | PER CALENDAR DAYS | BARRICADES, SIGNS, AND TRAFFIC HANDLING | 1 | 300 | 300 | 300
803-SP | LS | STEEL PLATING SYSTEM | 1 | 4000 | 4000 | 4000
803-WD | WD | BARRICADES, SIGNS, AN TRAFFIC HANDLING | 1 | 238 | 238 | 238
803-WD | WD | BARRICADES, SIGNS, AND TRAFFIC HANDLING, COMPLETE AND IN PLACE | 1 | 750 | 750 | 750
803-WD | WD | TRAFFIC CONTROL | 1 | 700 | 700 | 700
803S | DAYS | BARRICADES, SIGNS AND TRAFFIC HANDLING | 1 | 15 | 15 | 15
803S | LS | BARRICADES, SIGNS, AND TRAFFIC HANDLING | 2 | 94250 | 53500 | 135000
803S-A-WD | WD | Traffic control devices, barricades and signs for a 2 lane road with daily road closed to thru traffic per working day per work site, complete and in | 1 | 350 | 350 | 350
803S-B-WD | WD | Traffic control devices, barricades and signs for a 2 lane road with one lane closed for construction using 2 flaggers per working day per work site, | 1 | 450 | 450 | 450
803S-C-WD | WD | Traffic control devices, barricades and signs for road with more than 2 driving lanes per working day per work site, complete and in place. | 1 | 160 | 160 | 160
803S-CD | CAL DAY | BARRICADES, SIGNS & TRAFFIC HANDLING | 1 | 71 | 71 | 71
803S-CD | CD | BARRICADES, SIGNS, AND TRAFFIC HANDLING | 3 | 133.6667 | 46 | 255
803S-CD | CD | BARRICADES, SIGNS, TRAFFIC HANDLING | 1 | 200 | 200 | 200
803S-D-WD | EA | Traffic control devices, barricades and signs for additional flagger and signs when more than 2 flaggers are required per person per working day site, | 1 | 250 | 250 | 250
803S-E-WD | EA | Traffic control devices, barricades and signs for arrow board per arrow board per working day, complete and in place. | 1 | 150 | 150 | 150
803S-F-WK | LF | Traffic control devices, barricades and signs for water filled traffic barrier per linear foot per week, complete and in place. | 1 | 20 | 20 | 20
803S-G-WK | EA | Traffic control devices, barricades and signs for a changeable message board per message board per week, complete and in place. | 1 | 1000 | 1000 | 1000
803S-LS | LS | BARRICADES, SIGNS, TRAFFIC HANDLING, AND TEMPORARY SIGNS/MARKINGS | 1 | 90000 | 90000 | 90000
803S-MB | CAL DAY | TWO (2) PORTABLE CHANGEABLE MESSAGE BOARD | 1 | 85 | 85 | 85
803S-MB | CD | TWO (2) PORTABLE CHANGEABLE MESSAGE BOARDS | 1 | 300 | 300 | 300
803S-MB | DAY | FOUR PORTABLE CHANGEABLE MESSAGE SIGNS | 1 | 150 | 150 | 150
803S-MB | MO | TWO (2) PORTABLE CHANGEABLE MESSAGE BOARD - PER MONTH | 1 | 2500 | 2500 | 2500
803S-MO | CD MO. | BARRICADES, SIGNS, AND TRAFFIC HANDLING | 1 | 1314 | 1314 | 1314
803S-MO | LS | BARRICADES, SIGNS, AND TRAFFIC HANDLING | 1 | 499 | 499 | 499
803S-MO | MO | BARRICADES, SIGNS & TRAFFIC HANDLING | 1 | 10000 | 10000 | 10000
803S-MO | MO | BARRICADES, SIGNS, & TRAFFIC HANDLING (TRAFFIC CONTROL) INCL. FURNISHING, PLACEMENT AND REMOVAL OF ALL MATERIALS | 1 | 1600 | 1600 | 1600
803S-MO | MO | BARRICADES, SIGNS, & TRAFFIC HANDLING | 1 | 4340 | 4340 | 4340
803S-MO | MO | BARRICADES, SIGNS, AND TRAFFIC HANDLING | 3 | 8676.6667 | 530 | 20000
803S-MO | MO | BARRICADES, SIGNS, AND TRAFFINC HANDLING | 1 | 400 | 400 | 400
803S-MO | MO | BARRICADES, SIGNS, TRAFFIC HANDLING. | 1 | 1250 | 1250 | 1250
803S-MO | MO | BARRICADES, SIGNS & TRAFFIC HANDLING | 3 | 4400 | 700 | 10000
803S-MO | MO | BARRICADES, SIGNS AND TRAFFIC HANDLING | 4 | 6400 | 1500 | 8600
803S-MO | MO | BARRICADES, SIGNS AND TRAFFIC HANDLING, PER MONTH | 2 | 700 | 700 | 700
803S-MO | MO | BARRICADES, SIGNS, & TRAFFIC HANDLING | 1 | 600 | 600 | 600
803S-MO | MO | BARRICADES, SIGNS, AND TRAFFIC HANDLING | 16 | 1827.1156 | 250 | 8500
803S-MO | MO | BARRICADES, SIGNS, AND TRAFFIC HANDLING PER MONTH | 1 | 400 | 400 | 400
803S-MO | MO | BARRICADES, SIGNS, AND TRAFFIC MAINTENANCE | 1 | 300 | 300 | 300
803S-MO | MO | Barricades, Signs, and Traffic Control | 1 | 495 | 495 | 495
803S-MO | MO | FLEXIBLE BASE FOR TRENCH REPAIR | 1 | 1300 | 1300 | 1300
803S-MO | MONTH | BARRICADES, SIGNS, AND TRAFFIC HANDLING | 1 | 2000 | 2000 | 2000
803S-MO | MONTH | BARRICADES, SIGNS & TRAFFIC HANDLING | 1 | 5000 | 5000 | 5000
803S-MO | MONTH | BARRICADES, SIGNS AND TRAFFIC HANDLING, COMPLETE AND IN-PLACE | 1 | 400 | 400 | 400
803S-MO | MONTH | BARRICADES, SIGNS, AND TRAFFIC HANDLING | 2 | 275 | 0 | 550
803S-MO | PER MONTH | BARRICADED, SIGNS, AND TRAFFIC HANDLING | 1 | 250 | 250 | 250
803S-MO | PER MONTH | BARRICADES, SIGNS, AND TRAFFIC HANDLING | 6 | 3150 | 200 | 12000
803S-SF | L.F. | SAFETY FENCE | 1 | 1.5 | 1.5 | 1.5
803S-SF | LF | SAFETY FENCE | 5 | 6.418 | 1.35 | 24
803S-SF | LF | SAFETY FENCE (ORANGE MESH) | 1 | 2 | 2 | 2
803S-SF | LF | SAFETY FENCE, COMPLETE AND IN PLACE | 1 | 10 | 10 | 10
803S-SF | LF | Safety Fence | 2 | 1.775 | 1.55 | 2
803S-SP | LS | STEEL PLATING SYSTEM | 1 | 10000 | 10000 | 10000
803S-WD | WD | BARRICADES, SIGNS & TRAFFIC HANDLING | 1 | 50 | 50 | 50
803S-WD | WD | BARRICADES, SIGNS, AND TRAFFIC HANDLING | 1 | 64 | 64 | 64
803S-WD | WD | BARRICADES, SIGNS, AND TRAFFIC CONTROL | 1 | 300 | 300 | 300
803S-WD | WD | BARRICADES, SIGNS, AND TRAFFIC HANDLING | 3 | 109.3333 | 48 | 222
805S-A | EA | CIP PROJECT SIGNS | 1 | 500 | 500 | 500
824S | EA | TRAFFIC SIGNS | 6 | 249.1667 | 170 | 315
824S | EA | TRAFFIC SIGNS REPLACE OR RELOCATE, COMPLETE IN PLACE | 1 | 340 | 340 | 340
824S | EA | Traffic Signs | 1 | 315 | 315 | 315
824S | EA | TRAFFIC SIGNS | 1 | 250 | 250 | 250
824S:SEB | EA | TRAFFIC SIGNS - STREET END BARRICADE | 1 | 900 | 900 | 900
824S:SS | EA | TRAFFIC SIGNS - STOP SIGN | 1 | 400 | 400 | 400
825S | EA | STREET NAME SIGNS | 2 | 282.5 | 215 | 350
827S-A | EA | BICYCLE LANE AHEAD SIGN | 2 | 287.5 | 195 | 380
827S-A | EA | BICYCLE LANE AHEAD SIGN | 2 | 237.5 | 215 | 260
827S-B | EA | BICYCLE LANE ENDS SIGN~1~195~195~195~
827S-B | EA | BICYCLE LANE ENDS SIGN | 1 | 380 | 380 | 380
827S-B | EA | BICYCLE LANE ENDS SIGN | 2 | 237.5 | 215 | 260
827S-C | EA | RIGHT LANE BICYCLES ONLY SIGN | 1 | 195 | 195 | 195
829S-A | LF | TYPE I BICYCLE LANE MARKINGS, 6 INCHES IN WIDTH, WHITE IN COLOR | 1 | 1.1 | 1.1 | 1.1
829S-A | LF | TYPE I BICYCLE LANE MARKINGS, 6 INCHES IN WIDTH, WHITE IN COLOR (K) | 1 | 0.7 | 0.7 | 0.7
829S-A-BW | LF | TYPE I BICYCLE LANE MARKINGS, 6-INCHES IN WIDTH, BROKEN WHITE IN COLOR | 1 | 1.25 | 1.25 | 1.25
829S-A-SW | LF | TYPE I BICYCLE LANE MARKINGS, 6-INCHES IN WIDTH, SOLID WHITE IN COLOR | 1 | 0.5 | 0.5 | 0.5
829S-A4 | LF | TYPE I BICYCLE LANE MARKINGS, 4" IN WIDTH, WHITE IN COLOR | 1 | 2.16 | 2.16 | 2.16
829S-A6 | LF | TYPE 1 BICYCLE LANE MARKINGS 6" WIDTH, WHITE IN COLOR | 1 | 2 | 2 | 2
829S-A6B | LF | TYPE I BICYCLE LANE MARKINGS, 6" WIDE BROKEN WHITE | 2 | 0.825 | 0.65 | 1
829S-A6S | LF | TYPE I BICYCLE LANE MARKINGS, 6" WIDE SOLID WHITE | 2 | 0.6 | 0.5 | 0.7
829S-A8 | LF | TYPE I BICYCLE LANE MARKINGS, 8" IN WIDTH, WHITE IN COLOR | 1 | 3.22 | 3.22 | 3.22
829S-AB | LF | TYPE I BICYCLE LANE MARKINGS, 6" BROKEN WHITE | 1 | 1.2 | 1.2 | 1.2
829S-AB | LF | TYPE I BICYCLE LANE MARKINGS, 6" WIDE BROKEN WHITE | 1 | 0.66 | 0.66 | 0.66
829S-AB | LF | TYPE I BICYCLE LANE MARKINGS, 6" WIDE BROKEN WHITE | 1 | 0.52 | 0.52 | 0.52
829S-ARW | EA | TYPE I BICYCLE LANE PREFERENTIAL (ARROW) SYMBOLS | 1 | 110 | 110 | 110
829S-AS | LF | TYPE I BICYCLE LANE MARKINGS, 6 " WIDE SOLID WHITE | 1 | 0.61 | 0.61 | 0.61
829S-AS | LF | TYPE I BICYCLE LANE MARKINGS, 6" SOLID WHITE | 1 | 0.55 | 0.55 | 0.55
829S-AS | LF | TYPE I BICYCLE LANE MARKINGS, 6" WIDE SOLID WHITE | 1 | 0.42 | 0.42 | 0.42
829S-B | EA | TYPE 1 BICYCLE LANE PREFERENTIAL (DIRECTIONAL ARROW) SYMBOLS, WHITE IN COLOR | 1 | 75.6 | 75.6 | 75.6
829S-B | EA | TYPE 1 BICYCLE LANE PREFERENTIAL (DIRECTIONAL ARROW) SYMBOLS, WHITE IN COLOR | 1 | 90 | 90 | 90
829S-B | EA | TYPE I BICYCLE LANE PREFERENTIAL (ARROW) DYMBOLS, WHITE | 1 | 84 | 84 | 84
829S-B | EA | TYPE I BICYCLE LANE PREFERENTIAL (DIRECTIONAL ARROW) | 1 | 115 | 115 | 115
829S-B | EA | TYPE I BICYCLE LANE PREFERENTIAL (DIRECTIONAL ARROW) SYMBOLS, WHITE IN COLOR | 2 | 97.5 | 65 | 130
829S-B | EA | TYPE I BICYCLE LANE PREFERENTIAL (DIRECTIONAL ARROW), SYMBOLS, WHITE | 1 | 47.63 | 47.63 | 47.63
829S-B1 | EA | TYPE I BICYCLE LANE PREFERENTIAL (DIRECTIONAL ARROW) SYMBOLS, WHITE IN COLOR | 1 | 90 | 90 | 90
829S-C | EA | TYPE I BICYCLE LANE (BIKE RIDER) SYMBOLS, WHITE IN COLOR | 1 | 97.2 | 97.2 | 97.2
829S-C | EA | TYPE I BICYCLE LANE (BIKE RIDER) SYMBOLS, WHITE | 1 | 220 | 220 | 220
829S-C | EA | TYPE 1 BICYCLE LANE (BIKE RIDER) SYMBOL, WHITE IN COLOR | 1 | 90 | 90 | 90
829S-C | EA | TYPE I BICYCLE LANE (BIKE RIDER) SYMBOL, WHITE IN COLOR | 3 | 146.6667 | 90 | 180
829S-C | EA | TYPE I BICYCLE LANE LANE (BIKE RIDER) SYMBOLS, WHITE | 1 | 126 | 126 | 126
829S-C | EA | TYPE I BICYCLE LANE PREFERENTIAL (BIKE RIDER), SYMBOL, WHITE | 1 | 160 | 160 | 160
829S-C | EA | TYPE I BICYCLE LANE PREFERENTIAL (BIKE RIDER), SYMBOLS, WHITE | 1 | 136.92 | 136.92 | 136.92
829S-E | LF | TYPE II BICYCLE LANE MARKINGS, 4" IN WIDTH, WHITE IN COLOR. | 1 | 1.5 | 1.5 | 1.5
829S-E | LF | TYPE II BICYCLE LANE MARKINGS, 4", WHITE IN COLOR | 1 | 0.3 | 0.3 | 0.3
829S-F | EA | TYPE II BICYCLE LANE PREFERENTIAL (DIRECTIONAL ARROW) SYMBOLS, WHITE IN COLOR | 1 | 60 | 60 | 60
829S-F | EA | TYPE II BICYCLE LANE PREFERENTIAL (DIRECTIONAL ARROW) SYMBOLS, WHITE IN COLOR. | 1 | 185 | 185 | 185
829S-G | EA | TYPE II BICYCLE LANE (BIKE RIDER) SYMBOL, WHITE | 1 | 185 | 185 | 185
829S-G | EA | TYPE II BICYCLE LANE PREFERENTIAL (BIKE RIDER ) SYMBOL, WHITE IN COLOR | 1 | 90 | 90 | 90
830S | EA | TRAFFIC SIGNAL CONTROLLER FOUNDATION | 1 | 1000 | 1000 | 1000
830S-SCF | EA | TRAFFIC SIGNAL CONTROLLER FOUNDATION | 1 | 2842.64 | 2842.64 | 2842.64
831S-2 | EA | 36" DIAMETER TRAFFIC SIGNAL DRILLED SHAFT FOUNDATION 10'' DEPTH | 1 | 2538.07 | 2538.07 | 2538.07
831S-2 | EA | 36" Diameter Traffic Signal Drilled Shaft Foundations, 10 Ft. Depth | 2 | 2338.58 | 2200 | 2477.16
831S-5 | EA | 4" DIAMETER PEDESTRIAN SIGNAL FOUNDATION | 3 | 1408.3333 | 1325 | 1500
834S-A | EA | TRAFFIC SIGNAL PULL BOX, TYPE A | 1 | 2030.46 | 2030.46 | 2030.46
834S-B | EA | TRAFFIC SIGNAL BOX, TYPE B | 1 | 705 | 705 | 705
834S-B | EA | TRAFFIC SIGNAL PULL BOX, TYPE B | 3 | 808.3333 | 725 | 900
834S-B | EA | TRAFFIC SIGNAL PULL BOX, TYPE B (24") | 1 | 850 | 850 | 850
834S-B | EA | Traffic Signal Pull Box, Type B | 2 | 1294.165 | 700 | 1888.33
834S-C | EA | TRAFFIC SIGNAL PUL BOX, TYPE C | 1 | 1900 | 1900 | 1900
834S-C | EA | TRAFFIC SIGNAL PULL BOX, TRAFFIC BEARING TYPE C | 1 | 3350.25 | 3350.25 | 3350.25
834S-C | EA | TRAFFIC SIGNAL PULL BOX, TYPE C | 2 | 1660 | 1520 | 1800
834S-C | EA | TRAFFIC SIGNAL PULL BOX, TYPE C (24") | 1 | 2600 | 2600 | 2600
834S-C | EA | Traffic Signal Pull Box, Type C | 2 | 1689.85 | 1400 | 1979.7
834S-D | EA | Traffic Signal Pull Box, Type D | 1 | 1116.75 | 1116.75 | 1116.75
835S-LT1 | LF | INSTALL TRAFFIC SIGNAL CONDUIT W/ CONDUIT 1" IN DIA. | 1 | 14 | 14 | 14
835S-LT1 | LF | INSTALLING TRAFFIC SIGNAL CONDUIT WITH CONDUIT 1 INCH IN DIAMETER | 3 | 8.02 | 1 | 11.76
835S-LT1 | LF | INSTALLING TRAFFIC SIGNAL CONDUIT WITH CONDUIT 1" IN DIAMETER | 1 | 1 | 1 | 1
835S-LT1 | LF | Installing Traffic Signal or Street Light Conduit with Conduit 1 Inch In Diameter | 1 | 2.03 | 2.03 | 2.03
835S-LT2 | LF | INSTALLING TRAFFIC SIGNAL CONDUIT WITH CONDUIT 2 INCH IN DIAMETER | 4 | 3.5725 | 2 | 6
835S-LT2 | LF | INSTALLING TRAFFIC SIGNAL CONDUIT WITH CONDUIT 2" IN DIAMETER | 1 | 2 | 2 | 2
835S-LT3 | LF | INSTALL TRAFFIC SIGNAL CONDUIT W/ CONDUIT 3" IN DIA. | 1 | 17 | 17 | 17
835S-LT3 | LF | INSTALLING TRAFFIC SIGNAL CONDUIT WITH CONDUIT 3 INCH IN DIAMETER | 5 | 5.33 | 3 | 8
835S-LT3 | LF | INSTALLING TRAFFIC SIGNAL CONDUIT WITH CONDUIT 3" IN DIAMETER | 1 | 3 | 3 | 3
835S-LT4 | LF | INSTALLING TRAFFIC SIGNAL CONDUIT WITH CONDUIT 4 INCH IN DIAMETER | 3 | 5.7833 | 4 | 6.84
835S-LT4 | LF | INSTALLING TRAFFIC SIGNAL CONDUIT WITH CONDUIT 4" IN DIAMETER | 1 | 4 | 4 | 4
835S-LT4 | LF |  | 1 | 7.25 | 7.25 | 7.25
835S-LTM | L.F. | INSTALLING TRAFFIC SIGNAL CONDUIT, TWO 3" CONDUIT AND ONE 2" CONDUIT | 1 | 120 | 120 | 120
835S-LTM | LF | INSTALLING TRAFFIC SIGNAL CONDUIT, TWO 3" CONDUIT AND ONE 2" CONDUIT | 1 | 4 | 4 | 4
835SS-LT2 | LF | INSTALLING TRAFFIC SIGNAL CONDUIT WITH CONDUIT 2 INCH IN DIAMETER | 1 | 3.7 | 3.7 | 3.7
836S-R2 | EA | TRAFFIC SIGNAL RISERS, 2 INCH IN DIAMETER | 4 | 644.25 | 500 | 807
836S-R3 | EA | INSTALLING TRAFFIC SIGNAL CONDUIT WITH CONDUIT 4 INCH IN DIAMETER | 1 | 1000 | 1000 | 1000
836S-R3 | EA | TRAFFIC SIGNAL RISERS, 3 INCH IN DIAMETER | 4 | 751.5 | 600 | 926
837S-TLSD | LF | TRAFFIC SIGNAL LOOP DETECTOR | 3 | 11.5667 | 10.5 | 13.2
837S-TSLD | L.F. | TRAFFIC SIGNAL LOOP DETECTORS | 1 | 9 | 9 | 9
837S-TSLD | LF | INSTALL TRAFFIC SIGNAL LOOP DETECTOR. | 1 | 16 | 16 | 16
837S-TSLD | LF | TRAFFIC SIGNAL LOOP DETECTOR | 1 | 5.88 | 5.88 | 5.88
837S-TSLD | LF | TRAFFIC SIGNAL LOOP DETECTORS | 1 | 10 | 10 | 10
839S-MA25 | EA | 25-foot Mast Arm | 1 | 1823.35 | 1823.35 | 1823.35
839S-MA25 | EA | Traffic Signal - 25-foot Mast Arm | 1 | 1000 | 1000 | 1000
839S-MA35 | EA | 35-foot Mast Arm | 1 | 2490.36 | 2490.36 | 2490.36
839S-MAP1 | EA | Traffic Signal Pole - Type 1 Mast Arm Pole | 1 | 3000 | 3000 | 3000
839S-MAP1 | EA | Type 1 Mast Arm Pole | 1 | 3420.31 | 3420.31 | 3420.31
839S-MAP2 | EA | Type 2 Mast Arm Pole | 1 | 4314.72 | 4314.72 | 4314.72
844S-2 | LF | CLASS 2 TRENCHING FOR TRAFFIC SIGNAL CONDUIT. | 1 | 112 | 112 | 112
844S-2 | LF | CLASS 2 TRENCHING TOR TRAFFIC SIGNAL CONDUIT | 1 | 1 | 1 | 1
844S-3 | L.F. | CLASS 3 TRENCHING FOR TRAFFIC CONDUIT PER LINEAL FOOT OF TRENCH | 1 | 120 | 120 | 120
844S-3 | LF | CLASS 3 TRENCHING FOR TRAFFIC CONDUIT | 1 | 24 | 24 | 24
860S-A | LF | PAVEMENT MARKING PAINT, 4 IN. | 1 | 14 | 14 | 14
860S-C | LF | PAVEMENT MARKING PAINT (REFLECTORIZED), 4 IN. | 1 | 4 | 4 | 4
862S-4Y | LF | 4" YELLOW MARKINGS | 1 | 2.5 | 2.5 | 2.5
863S-1 | EA | REFLECTORIZED PAEMENT MARKERS (TYPE 1A) | 1 | 12 | 12 | 12
863S-1 | EA | REFLECTORIZED PAVEMENT MARKERS (TYPE I-A) YELLOW IN COLOR | 1 | 7 | 7 | 7
863S-2 | EA | REFLECTIVE PAVEMENT MARKERS (TYPE 1-C) | 1 | 6.5 | 6.5 | 6.5
863S-2 | EA | REFLECTORIZED PAEMENT MARKERS (TYPE 1C) | 1 | 12 | 12 | 12
863S-2 | EA | REFLECTORIZED PAVEMENT MARKERS (TYPE I-C) | 2 | 3.95 | 2.9 | 5
863S-2 | EA | REFLECTORIZED PAVEMENT MARKERS (TYPE I-C) WHITE IN COLOR | 1 | 7 | 7 | 7
863S-2 | EA | RELECTORIZED PAVEMENT MARKERS (TYPE I-C) | 1 | 5 | 5 | 5
863S-2 | EA. | REFLECTORIZED PAVEMENT MARKERS (TYPE I-C) | 1 | 5.75 | 5.75 | 5.75
863S-3 | EA | REFLECTIVE PAVEMENT MARKERS (TYPE II-A-A) | 1 | 6.5 | 6.5 | 6.5
863S-3 | EA | REFLECTORIZED PAVEMENT MARKERS (TYPE II-A-A) | 1 | 5 | 5 | 5
863S-4 | EA | REFLECTORIZED PAEMENT MARKERS (TYPE II-B-B) | 1 | 14 | 14 | 14
863S-4 | EA | REFLECTORIZED PAVEMENT MARKER (TYPE II-B-B) | 1 | 25 | 25 | 25
863S-4 | EA | REFLECTORIZED PAVEMENT MARKERS (TYPE II-B-B) | 6 | 63.9167 | 10.5 | 300
863S-4 | EA | REFLECTORIZED PAVEMENT MARKERS (TYPE II-B-B) BLUE IN COLOR | 1 | 13 | 13 | 13
863S-4 | EA | REFLECTORIZED PAVEMENT MARKERS, (TYPE II-B-B), COMPLETE AND IN-PLACE | 1 | 25 | 25 | 25
863S-4 | EA | Reflectorized Pavement Markers (Type II-B-B) | 2 | 30 | 15 | 45
863S-4 | EA. | REFLECTORIZED PAVEMENT MARKERS (TYPE II-B-B) | 1 | 22.5 | 22.5 | 22.5
863S-5 | EA | REFLECTORIZED PAVEMENT MARKERS (TYPE II-C-R) | 1 | 5 | 5 | 5
870S-A | L.F. | WORK ZONE PAVEMENT MARKINGS (REMOVABLE), 4 INCHES IN WIDTH, WHITE IN COLOR | 1 | 1.18 | 1.18 | 1.18
870S-A | L.F. | WORK ZONE PAVEMENT MARKINGS (REMOVABLE), 4 INCHES IN WIDTH, YELLOW IN COLOR | 1 | 1.09 | 1.09 | 1.09
870S-A-12W | LF | WORK ZONE PAVEMENT MARKING (REMOVABLE), 12 INCHES IN WIDTH, WHITE IN COLOR | 1 | 20.5 | 20.5 | 20.5
870S-A-24W | LF | WORK ZONE PAVEMENT MARKING 24" WHITE | 1 | 11 | 11 | 11
870S-A-24W | LF | REFLECTORIZED TYPE I THERMOPLASTIC PAVEMENT MARKINGS, 24 INCHES IN WIDTH, WHITE IN COLOR | 1 | 5.5 | 5.5 | 5.5
870S-A-24W | LF | Work Zone Pavement Marking (Removeable), 24 Inches In Width, White In Color | 2 | 5.8 | 4.6 | 7
870S-A-4Y | LF | WORK ZONE PAVEMENT MARKING 4" YELLOW | 1 | 2 | 2 | 2
870S-A-4Y | LF | Work Zone Pavement Marking (Removeable), 4 Inches In Width, Yellow In Color | 2 | 1.25 | 1 | 1.5
870S-A-8W | LF | WORK ZONE PAVEMENT MARKING 8" WHITE | 1 | 3.5 | 3.5 | 3.5
870S-A-8W | LF | Work Zone Pavement Marking (Removeable), 8 Inches In Width, White In Color | 2 | 2.9 | 2 | 3.8
870S-A4Y | LF | WORK ZONE PAVEMENT MARKING (REMOVABLE), 4-INCHES IN WIDTH, YELLOW IN COLOR | 1 | 1.25 | 1.25 | 1.25
870S-A4Y | LF | WORK ZONE PAVEMENT MARKINGS (REMOVABLE), 4 INCHES IN WIDTH, YELLOW IN COLOR | 1 | 9 | 9 | 9
870S-B | L.F. | WORK ZONE PAVEMENT MARKINGS (NON-REMOVABLE), 24 INCHES IN WIDTH, WHITE IN COLOR | 1 | 17.5 | 17.5 | 17.5
870S-B | L.F. | WORK ZONE PAVEMENT MARKINGS (NON-REMOVABLE), 4 INCHES IN WIDTH, WHITE IN COLOR | 1 | 0.37 | 0.37 | 0.37
870S-B | L.F. | WORK ZONE PAVEMENT MARKINGS (NON-REMOVABLE), 4 INCHES IN WIDTH, YELLOW IN COLOR | 1 | 0.25 | 0.25 | 0.25
870S-B-24W | LF | Work Zone Pavement Marking (Non-removeable), 24 Inches In Width, White In Color | 2 | 6.9 | 4.3 | 9.5
870S-B-4Y | LF | Work Zone Pavement Marking (Non-removeable), 4 Inches In Width, Yellow In Color | 2 | 0.485 | 0.27 | 0.7
870S-B-8W | LF | Work Zone Pavement Marking (Non-removeable), 8 Inches In Width, White In Color | 2 | 4.15 | 1.4 | 6.9
870S-BW | LF | WORK ZONE PAVEMENT MARKINGS (NON-REMOVABLE), 4 INCHES IN WIDTH, WHITE IN COLOR | 1 | 1 | 1 | 1
870S-BY | LF | WORK ZONE PAVEMENT MARKINGS (NON-REMOVABLE), 4 INCHES IN WIDTH, YELLOW IN COLOR | 1 | 1 | 1 | 1
870S-E | EA | Work Zone Pavement Marking (Removeable), Words | 2 | 190 | 180 | 200
870S-F | EA | WORK ZONE PAVEMENT MARKING (REMOVABLE), SYMBOLS | 1 | 125 | 125 | 125
870S-F | EA | Work Zone Pavement Marking (Removeable), Symbols | 2 | 182.5 | 180 | 185
870S-G | EA | Work Zone Pavement Marking (Non-removeable), Words | 2 | 85 | 85 | 85
870S-H | EA | Work Zone Pavement Marking (Non-removeable), Symbols | 2 | 102.5 | 85 | 120
871-A-24SW | LF | REFLECTORIZED TYPE 1 THERMOPLASTIC PAVEMENT MARKINGS, 24" IN WIDTH, 90 MILS IN THICKNESS, SOLID WHITE IN COLOR | 1 | 13.2 | 13.2 | 13.2
871S A12W | LF | REFLECTORIZED TYPE I THERMO PAVEMENT MARKINGS, 12 IN, 90 MILS, WHITE | 1 | 3.25 | 3.25 | 3.25
871S-A | LF | REFLECTORIZED TYPE 1THERMOPLASTIC PAVEMENT MARKINGS, 4" IN WIDTH, 100 MILS IN THICKNESS, YELLOW IN COLOR | 1 | 0.86 | 0.86 | 0.86
871S-A | LF | REFLECTORIZED TYPE 1THERMOPLASTIC PAVEMENT MARKINGS, 6" IN WIDTH, 100 MILS IN THICKNESS, YELLOW IN COLOR | 1 | 2 | 2 | 2
871S-A | LF | REFLECTORIZED TYPE I THERMOPLASTIC PAVEMENT MARKINGS, 4 INCH IN WIDTH, 90 MILS IN THICKNESS, YELLOW IN COLOR | 1 | 12 | 12 | 12
871S-A-12SW | LF | REFLECTORIZED TYPE 1 THERMOPLASTIC PAVEMENT MARKINGS, 12" IN WIDTH, 90 MILS IN THICKNESS, SOLID WHITE IN COLOR | 1 | 6.6 | 6.6 | 6.6
871S-A-12SW | LF | REFLECTORIZED TYPE I THERMOPLASTIC PAVEMENT MARKINGS, 12-INCHES IN WIDTH, 90 MILS IN THICKNESS, SOLID WHITE IN COLOR | 1 | 3.5 | 3.5 | 3.5
871S-A-12W | LF | REFLECTORIZED TYPE I THERMOPLASTIC PAVEMENT MARKINGS, 12 INCHES IN WIDTH, WHITE IN COLOR | 1 | 3 | 3 | 3
871S-A-12W | LF | REFLECTORIZED TYPE I THERMOPLASTIC PAVEMENT MARKINGS, 12" 90 MIL WHITE | 1 | 10 | 10 | 10
871S-A-12W | LF | Reflectorized Type 1 Thermoplasic Pavement Markings, 12" in Width, 90 mils in Thickness, White in Color | 1 | 3.2 | 3.2 | 3.2
871S-A-12W | LF | Reflectorized Type 1 Thermoplastic Pavement Markings 12 inches in width, 100 mils in thickness, White in color | 1 | 2.2 | 2.2 | 2.2
871S-A-12W | LF | Reflectorized Type 1 Thermoplastic Pavement Markings, 12 inches in Width, 100 mils in thickness, White in color | 1 | 2.3 | 2.3 | 2.3
871S-A-12W | LF | Reflectorized Type 1 Thermoplastic Pavement Markings 12┐ in width, 90 mils in thickness, White in color | 1 | 11.3 | 11.3 | 11.3
871S-A-24SW | LF | REFLECTORIZED TYPE I THERMOPLASTIC PAVEMENT MARKINGS, 24-INCHES IN WIDTH, 90 MILS IN THICKNESS, SOLID WHITE IN COLOR | 1 | 6.5 | 6.5 | 6.5
871S-A-24W | LF | Reflectorized Type 1 Thermoplastic Pavement Markings 24 inches in width, 100 mils in thickness, White in color | 1 | 4.3 | 4.3 | 4.3
871S-A-24W | LF | Reflectorized Type 1 Thermoplastic Pavement Markings, 24 inches in Width, 100 mils in thickness, White in color | 1 | 5.2 | 5.2 | 5.2
871S-A-24W | LF | Reflectorized Type 1 Thermoplastic Pavement Markings 24┐ in width, 90 mils in thickness, White in color | 1 | 15.25 | 15.25 | 15.25
871S-A-24Y | LF | Reflectorized Type 1 Thermoplastic Pavement Markings 24 inches in width, 100 mils in thickness, Yellow in color | 1 | 4.3 | 4.3 | 4.3
871S-A-24Y | LF | Reflectorized Type 1 Thermoplastic Pavement Markings, 24 inches in Width, 100 mils in thickness, Yellow in color | 1 | 6 | 6 | 6
871S-A-4BW | LF | REFLECTORIZED TYPE 1 THERMOPLASTIC PAVEMENT MARKINGS, 4" IN WIDTH, 90 MILS IN THICKNESS, BROKEN WHITE IN COLOR | 1 | 2 | 2 | 2
871S-A-4BW | LF | REFLECTORIZED TYPE I THERMOPLASTIC PAVEMENT MARKINGS, 4-INCHES IN WIDTH, 90 MILS IN THICKNESS, BROKEN WHITE IN COLOR | 1 | 0.5 | 0.5 | 0.5
871S-A-4SW | LF | REFLECTORIZED TYPE I THERMOPLASTIC PAVEMENT MARKINGS, 4-INCHES IN WIDTH, 90 MILS IN THICKNESS, SOLID WHITE IN COLOR | 1 | 0.5 | 0.5 | 0.5
871S-A-4SY | LF | REFLECTORIZED TYPE I THERMOPLASTIC PAVEMENT MARKINGS, 4-INCHES IN WIDTH, 90 MILS IN THICKNESS, SOLID YELLOW IN COLOR | 1 | 0.5 | 0.5 | 0.5
871S-A-4W | LF | REFLECTORIZED TYPE I THERMOPLASTIC PAVEMENT MARKINGS, 4 INCHES IN WIDTH, WHITE IN COLOR | 1 | 1 | 1 | 1
871S-A-4W | LF | Reflectorized Type 1 Thermoplasic Pavement Markings, 4" in Width, 90 mils in Thickness, White in Color | 1 | 1.1 | 1.1 | 1.1
871S-A-4W | LF | Reflectorized Type 1 Thermoplastic Pavement Markings 4 inches in width, 100 mils in thickness, White in color | 1 | 0.6 | 0.6 | 0.6
871S-A-4W | LF | Reflectorized Type 1 Thermoplastic Pavement Markings, 4 Inches in Width, 100 mils in thickness, White in color | 1 | 0.55 | 0.55 | 0.55
871S-A-4W | LF | Reflectorized Type 1 Thermoplastic Pavement Markings 4┐ in width, 90 mils in thickness, White in color | 1 | 1 | 1 | 1
871S-A-4Y | LF | Reflectorized Type 1 Thermoplastic Pavement Markings 4 inches in width, 100 mils in thickness, Yellow in color | 1 | 0.6 | 0.6 | 0.6
871S-A-4Y | LF | Reflectorized Type 1 Thermoplastic Pavement Markings 4┐ in width, 90 mils in thickness, Yellow in color | 4 | 1.075 | 0.6 | 2.1
871S-A-8SW | LF | RELECTORIZED TYPE I THERMOPLASTIC PAVEMENT MARKINGS, 8 INCHES IN WIDTH, 90 MILS IN THICKNESS, SOLID WHITE IN COLOR | 1 | 0.5 | 0.5 | 0.5
871S-A-8SW |  | REFLECTORIZED TYPE 1 THERMOPLASTIC PAVEMENT MARKINGS, 8" IN WIDTH, 90 MILS IN THICKNESS, SOLID WHITE IN COLOR | 1 | 4.3 | 4.3 | 4.3
871S-A-8W | LF | Reflectorized Type 1 Thermoplastic Pavement Markings 8 inches in width, 100 mils in thickness, White in color | 1 | 1.2 | 1.2 | 1.2
871S-A-8W | LF | Reflectorized Type 1 Thermoplastic Pavement Markings, 8 Inches in Width, 100 mils in thickness, White in color | 1 | 2 | 2 | 2
871S-A12SW | LF | REFLECTORIZED TYPE I THERMOPLASTIC PAVEMENT MARKING 12" WIDE, SOLID WHITE | 1 | 3.3 | 3.3 | 3.3
871S-A12SW | LF | REFLECTORIZED TYPE I THERMOPLASTIC PAVEMENT MARKING, 12", SOLID WHITE 100 MIL | 1 | 2.5 | 2.5 | 2.5
871S-A12SW | LF | REFLECTORIZED TYPE I THERMOPLASTIC PAVEMENT MARKING, 12" WIDE, SOLID WHITE 100 MIL | 3 | 2.7733 | 2.47 | 3.1
871S-A12W | L.F. | REFLECTORIZED TYPE I THERMOPLASTIC PAVEMENT MARKINGS, 12 INCHES IN WIDTH, WHITE IN COLOR | 1 | 2.6 | 2.6 | 2.6
871S-A12W | LF | REFLECTORIZED TYPE I THERMO PAVEMENT MARKINGS, 12 IN, 90 MILS, WHITE | 2 | 3.29 | 3 | 3.58
871S-A12W | LF | REFLECTORIZED TYPE I THERMOPLASTIC PAVEMENT MARKINGS 12 INCHES IN WIDTH, 100 MILS IN THICKNESS, WHITE IN COLOR | 1 | 2.75 | 2.75 | 2.75
871S-A12W | LF | REFLECTORIZED TYPE I THERMOPLASTIC PAVEMENT MARKINGS, 12 INCHES IN WIDTH, WHITE IN COLOR | 1 | 11.5 | 11.5 | 11.5
871S-A12WS | LF | REFLECTORIZED TYPE I THERMOPLASTIC PAVEMENT MARKINGS 12 INCHES IN WIDTH, 90 MILS IN THICKNESS, WHITE IN COLOR (SOLID) (H) | 1 | 3 | 3 | 3
871S-A12YS | LF | REFLECTORIZED TYPE I THERMOPLASTIC PAVEMENT MARKINGS 12 INCHES IN WIDTH, 90 MILS IN THICKNESS, YELLOW IN COLOR (SOLID) (I) | 1 | 3 | 3 | 3
871S-A20WS | LF | REFLECTORIZED TYPE I THERMOPLASTIC PAVEMENT MARKINGS 20 INCHES IN WIDTH, 90 MILS IN THICKNESS, WHITE IN COLOR (SOLID) | 1 | 6 | 6 | 6
871S-A24SW | LF | REFLECTORIZED TYPE I THERMOPLASTIC PAVEMENT MARKING 24" WIDE, SOLID WHITE | 1 | 4.95 | 4.95 | 4.95
871S-A24SW | LF | REFLECTORIZED TYPE I THERMOPLASTIC PAVEMENT MARKING, 24", SOLID WHITE 100 MIL | 1 | 4.85 | 4.85 | 4.85
871S-A24SW | LF | REFLECTORIZED TYPE I THERMOPLASTIC PAVEMENT MARKING, 24" WIDE, SOLID WHITE 100 MIL | 3 | 5.28 | 4.73 | 5.66
871S-A24W | L.F. | REFLECTORIZED TYPE I THERMOPLASTIC PAVEMENT MARKINGS, 24 INCHES IN WIDTH, WHITE IN COLOR | 1 | 5.1 | 5.1 | 5.1
871S-A24W | LF | REFLECTORIZED TYPE I THERMO PAVEMENT MARKING, 24 IN, 90 MILS, WHITE | 1 | 10 | 10 | 10
871S-A24W | LF | REFLECTORIZED TYPE I THERMO PAVEMENT MARKINGS, 24 IN, 90 MILS, WHITE | 2 | 6.35 | 6.2 | 6.5
871S-A24W | LF | REFLECTORIZED TYPE I THERMOPLASTIC PAVEMENT MARKINGS, 24 INCHES IN WIDTH, WHITE IN COLOR | 1 | 6.95 | 6.95 | 6.95
871S-A24W | LF | RELECTORIZED TYPE I THERMOPLASTIC PAVEMENT MARKINGS 24 INCHES IN WIDTH, 100 MILS IN THICKNESS, WHITE IN COLOR | 1 | 4.25 | 4.25 | 4.25
871S-A24Y | LF | REFLECTORIZED TYPE I THERMO PAVEMENT MARKINGS, 24 IN, 90 MILS, YELLOW | 1 | 6.5 | 6.5 | 6.5
871S-A4BW | LF | REFLECTORIZED TYPE I THERMOPLASTIC PAVEMENT MARKING 4" WIDE, BROKEN WHITE | 1 | 0.42 | 0.42 | 0.42
871S-A4BW | LF | REFLECTORIZED TYPE I THERMOPLASTIC PAVEMENT MARKING, 4", BROKEN WHITE 100 MIL | 1 | 0.4 | 0.4 | 0.4
871S-A4BW | LF | REFLECTORIZED TYPE I THERMOPLASTIC PAVEMENT MARKING, 4" WIDE, BROKEN WHITE 100 MIL | 3 | 0.42333 | 0.32 | 0.5
871S-A4BW | LF | REFLECTORIZED TYPE I THERMOPLASTIC PAVEMENT MARKINGS, 4 INCHES WIDE, 100 MILS THICK, BROKEN WHITE | 1 | 2 | 2 | 2
871S-A4SW | LF | REFLECTORIZED TYPE I THERMOPLASTIC PAVEMENT MARKINGS, 4 INCHES WIDE, 100 MILS THICK, SOLID WHITE | 1 | 2 | 2 | 2
871S-A4SY | LF | REFLECTORIZED TYPE I THERMOPLASTIC PAVEMENT MARKING 4" WIDE, SOLID YELLOW | 1 | 0.42 | 0.42 | 0.42
871S-A4SY | LF | REFLECTORIZED TYPE I THERMOPLASTIC PAVEMENT MARKING, 4", SOLID YELLOW 100 MIL | 1 | 0.4 | 0.4 | 0.4
871S-A4SY | LF | REFLECTORIZED TYPE I THERMOPLASTIC PAVEMENT MARKING, 4" WIDE, SOLID YELLOW 100 MIL | 3 | 0.36 | 0.27 | 0.46
871S-A4SY | LF | REFLECTORIZED TYPE I THERMOPLASTIC PAVEMENT MARKINGS, 4 INCHES WIDE, 100 MILS THICK, SOLID YELLOW | 1 | 2 | 2 | 2
871S-A4W | L.F. | REFLECTORIZED TYPE I THERMOPLASTIC PAVEMENT MARKINGS, 4 INCHES IN WIDTH, WHITE IN COLOR | 1 | 0.35 | 0.35 | 0.35
871S-A4W | LF | REFLECTORIZED TYPE I THERMO PAVEMENT MARKINGS, 4 IN, 90 MILS, WHITE | 1 | 0.75 | 0.75 | 0.75
871S-A4W | LF | REFLECTORIZED TYPE I THERMOPLASTIC PAVEMENT MARKINGS, 4 INCHES IN WIDTH, WHITE IN COLOR | 1 | 5.8 | 5.8 | 5.8
871S-A4WB | LF | REFLECTORIZED TYPE I THERMOPLASTIC PAVEMENT MARKINGS 4 INCHES IN WIDTH, 90 MILS IN THICKNESS, WHITE IN COLOR (BREAKS) (A) | 1 | 0.2 | 0.2 | 0.2
871S-A4WS | LF | REFLECTORIZED TYPE I THERMOPLASTIC PAVEMENT MARKINGS 4 INCHES IN WIDTH, 90 MILS IN THICKNESS, WHITE IN COLOR (SOLID) (G) | 1 | 0.6 | 0.6 | 0.6
871S-A4Y | L.F. | REFLECTORIZED TYPE I THERMOPLASTIC PAVEMENT MARKINGS, 4 INCHES IN WIDTH, YELLOW IN COLOR | 1 | 0.35 | 0.35 | 0.35
871S-A4Y | LF | REFLECTORIZED TYPE I THERMO PAVEMENT MARKINGS, 4 IN, 90 MILS, YELLOW | 2 | 0.65 | 0.55 | 0.75
871S-A4YS | LF | REFLECTORIZED TYPE I THERMOPLASTIC PAVEMENT MARKINGS 4 INCHES IN WIDTH, 90 MILS IN THICKNESS, YELLOW IN COLOR (SOLID) (F) | 1 | 0.5 | 0.5 | 0.5
871S-A6WB | LF | REFLECTORIZED TYPE I THERMOPLASTIC PAVEMENT MARKINGS 6 INCHES IN WIDTH, 90 MILS IN THICKNESS, WHITE IN COLOR (BREAKS) (N) | 1 | 1 | 1 | 1
871S-A8SW | LF | REFLECTORIZED TYPE I THERMOPLASTIC PAVEMENT MARKING 8" WIDE | 1 | 0.88 | 0.88 | 0.88
871S-A8SW | LF | REFLECTORIZED TYPE I THERMOPLASTIC PAVEMENT MARKING, 8", SOLID WHITE 100 MIL | 1 | 0.7 | 0.7 | 0.7
871S-A8SW | LF | REFLECTORIZED TYPE I THERMOPLASTIC PAVEMENT MARKING, 8" WIDE, SOLID WHITE 100 MIL | 3 | 0.7 | 0.52 | 0.9
871S-A8W | LF | REFLECTORIZED TYPE I THERMO PAVEMENT MARKINGS, 8 IN, 90 MILS, WHITE | 1 | 1.1 | 1.1 | 1.1
871S-A8W | LF | REFLECTORIZED TYPE I THERMOPLASTIC PAVEMENT MARKINGS, 8 INCHES IN WIDTH, WHITE IN COLOR | 1 | 9.5 | 9.5 | 9.5
871S-A8WS | LF | REFLECTORIZED TYPE I THERMOPLASTIC PAVEMENT MARKINGS 8 INCHES IN WIDTH, 90 MILS IN THICKNESS, WHITE IN COLOR (SOLID) (B) | 1 | 1 | 1 | 1
871S-AR-12W | LF | REPLACE REFLECTORIZED TYPE 1 THERMOPLASTIC PAVEMENT MARKINGS 12" WHITE CROSSWALK STRIPING | 1 | 2.5 | 2.5 | 2.5
871S-AR-24W | LF | REPLACE REFLECTORIZED TYPE 1 THERMOPLASTIC PAVEMENT MARKINGS 24" WHITE STOP BAR | 1 | 7 | 7 | 7
871S-AR-4W | LF | REPLACE REFLECTORIZED TYPE 1 THERMOPLASTIC PAVEMENT MARKINGS SINGLE 4" WHITE | 1 | 0.8 | 0.8 | 0.8
871S-AR-4Y | LF | REPLACE REFLECTORIZED TYPE 1 THERMOPLASTIC PAVEMENT MARKINGS SINGLE 4" YELLOW | 1 | 0.8 | 0.8 | 0.8
871S-AR-8W | LF | REPLACE REFLECTORIZED TYPE 1 THERMOPLASTIC PAVEMENT MARKINGS SINGLE 8" WHITE | 1 | 2 | 2 | 2
871S-AW-24W | LF | REFLECTORIZED TYPE I THERMOPLASTIC PAVEMENT MARKINGS, 24" 90 MIL WHITE | 1 | 20 | 20 | 20
871S-AW4 | LF | REFLECTORIZED TYPE I THERMO PAVEMENT MARKINGS, 4 IN, 90 MILS, WHITE | 1 | 0.55 | 0.55 | 0.55
871S-B | EA | REFLECTORIZED TYPE 1 THERMOPLASTIC PAVEMENT MARKINGS, 6"-10" IN WIDTH, 90 MILS THICKNESS, WORD "ONLY", WHITE IN COLOR | 1 | 182 | 182 | 182
871S-B | EA | REFLECTORIZED TYPE I THERMOPLASTIC PAVEMENT MARKING 6"-10" WIDE, WORD "ONLY" | 1 | 192 | 192 | 192
871S-B | EA | REFLECTORIZED TYPE I THERMOPLASTIC PAVEMENT MARKING, 6"-10", TURN LANE SYMBOLS WHITE 100 MIL | 1 | 87 | 87 | 87
871S-B | EA | REFLECTORIZED TYPE I THERMOPLASTIC PAVEMENT MARKING, 6"-10", WORD "ONLY" WHITE 100 MIL | 1 | 115 | 115 | 115
871S-B | EA | REFLECTIVE PAVEMENT MARKINGS WORD | 1 | 95 | 95 | 95
871S-B | EA | REFLECTORIZED TYPE I THERMOPLASTIC PAVEMENT MARKING, 6"-10" WIDE, WORD "ONLY" WHITE 100 MIL | 1 | 95.25 | 95.25 | 95.25
871S-B | EA | REFLECTORIZED TYPE I THERMOPLASTIC PAVEMENT MARKING, 6"-10" WIDE, WORD ONLY WHITE 100 MIL | 1 | 155 | 155 | 155
871S-B | EA | REFLECTORIZED TYPE I THERMOPLASTIC PAVEMENT MARKINGS WORDS, 90 MILS IN THICKNESS, WHITE IN COLOR (E) | 1 | 180 | 180 | 180
871S-B | EA | REFLECTORIZED TYPE I THERMOPLASTIC PAVEMENT MARKINGS, 6 TO 10-INCHES IN WIDTH, 90 MILS IN THICKNESS, SOLID WHITE IN COLOR, "ONLY" WORD | 1 | 90 | 90 | 90
871S-B | EA | RELECTORIZED TYPE I THERMOPLASTIC PAVEMENT MARKING, 6" - 10" WIDE, WORD "ONLY" WHITE 100 MIL | 1 | 121 | 121 | 121
871S-B | EA | RELFECTORIZED TYPE I THERMOPLASTIC PAVEMENT MARKINGS, WORD | 1 | 95 | 95 | 95
871S-B | EA | Reflectorized Type 1 Thermoplastic Pavement Markings, Word, 100 mils in thickness, White in color | 2 | 135 | 130 | 140
871S-B | EA | Reflectorized Type 1 Thermoplastic Pavement Markings Words ┐ Only Text, 90 mils in thickness | 1 | 140 | 140 | 140
871S-BR | EA | REPLACE REFLECTORIZED TYPE 1 THERMOPLASTIC PAVEMENT MARKINGS WORD | 1 | 200 | 200 | 200
871S-C | EA | REFLECTORIZED TYPE I THERMOPLASTIC PAVEMENT MARKINGS, 25 INCH IN WIDTH, 90 MILS IN THICKNESS, WHITE IN COLOR | 1 | 25 | 25 | 25
871S-C | EA | Reflectorized Type 1 Thermoplastic Pavement Markings Shape ┐ Turn Arrow, 90 mils in thickness | 1 | 150 | 150 | 150
871S-CR | EA | REPLACE REFLECTORIZED TYPE 1 THERMOPLASTIC PAVEMENT MARKINGS SHAPE - TURN ARROW | 1 | 150 | 150 | 150
871S-D | EA | REFLECTORIZED TYPE 1 THERMOPLASTIC PAVEMENT MARKINGS, 6"-10" IN WIDTH, 90 MILS THICKNESS, "TURN LANE" SYMBOLS, WHITE IN COLOR | 1 | 204 | 204 | 204
871S-D | EA | REFLECTIVE PAVEMENT MARKINGS ARROW | 1 | 115 | 115 | 115
871S-D | EA | REFLECTORIZED TYPE I THERMOPLASTIC PAVEMENT MARK. | 1 | 110 | 110 | 110
871S-D | EA | REFLECTORIZED TYPE I THERMOPLASTIC PAVEMENT MARKING, 6" - 10" WIDE, SYMBOLS WHIITE 100 MIL | 1 | 89 | 89 | 89
871S-D | EA | REFLECTORIZED TYPE I THERMOPLASTIC PAVEMENT MARKING, 6"-10" WIDE, TURN LANE SYMBOLS WHITE 100 MIL | 2 | 91.67 | 83.34 | 100
871S-D | EA | REFLECTORIZED TYPE I THERMOPLASTIC PAVEMENT MARKINGS, 22 INCH IN WIDTH, 90 MILS IN THICKNESS, WHITE IN COLOR | 1 | 25 | 25 | 25
871S-D | EA | REFLECTORIZED TYPE I THERMOPLASTIC PAVEMENT MARKINGS, 6 TO 10-INCHES IN WIDTH, 90 MILS IN THICKNESS, WHITE IN COLOR, "TURN LANE" SYMBOL | 1 | 75 | 75 | 75
871S-D | EA | REFLECTORIZED TYPE I THERMOPLASTIC PAVEMENT MARKINGS, SYMBOL (ARROW) | 1 | 75 | 75 | 75
871S-D | EA | REFLECTORIZED TYPE I THERMOPLASTIC PAVEMENT MARKINGS, SYMBOLS (ARROW), 90 MILS IN THICKNESS, WHITE IN COLOR (D) | 1 | 135 | 135 | 135
871S-D-A | EA | Reflectorized Type 1 Thermoplasic Pavement Markings (Arrow), 90 mils in Thickness, White in Color | 1 | 120 | 120 | 120
871S-D-A | EA | Reflectorized Type 1 Thermoplastic Pavement Markings, Symbol (Arrow), 100 mils in thickness, White in color | 2 | 100 | 80 | 120
871S-D-HC | EA | Reflectorized Type 1 Thermoplasic Pavement Markings (Handicapped Symbol), 90 mils in Thickness, White in Color | 1 | 195 | 195 | 195
871S-D-RR | EA | Reflectorized Type 1 Thermoplastic Pavement Symbols (Railroad Markings), 100 mils in thickness, White in color | 2 | 335.5 | 250 | 421
871S-DR | EA | REPLACE REFLECTORIZED TYPE 1 THERMOPLASTIC PAVEMENT MARKINGS SHAPE - BIKE LANE DIAMOND | 1 | 80 | 80 | 80
871S-E | LF | CAMERON ROAD EXISTING: PAVEMENT MARKING PAINT (REFLECTORIZED) 4 SOLID YELLOW" | 1 | 0.3 | 0.3 | 0.3
871S-E | LF | CAMERON ROAD EXISTING: PAVEMENT MARKING PAINT (REFLECTORIZED) 4"DASHED WHITE | 1 | 0.3 | 0.3 | 0.3
871S-E | LF | CAMERON ROAD PROPOSED: PAVEMENT MARKING PAINT (REFLECTORIZED) 4 SOLID YELLOW" | 1 | 0.3 | 0.3 | 0.3
871S-E | LF | CAMERON ROAD PROPOSED: PAVEMENT MARKING PAINT (REFLECTORIZED) 4 SOLID WHITE" | 1 | 0.3 | 0.3 | 0.3
871S-E | LF | CAMERON ROAD PROPOSED: PAVEMENT MARKING PAINT (REFLECTORIZED) 4" DASHED YELLOW | 1 | 0.3 | 0.3 | 0.3
871S-E | LF | PAVEMENT MARKING PAINT (REFLECTORIZED), 12", SOLID, WHITE | 1 | 4 | 4 | 4
871S-E | LF | PAVEMENT MARKING PAINT (REFLECTORIZED), 4", DASHED, WHITE | 1 | 0.3 | 0.3 | 0.3
871S-E | LF | PAVEMENT MARKING PAINT (REFLECTORIZED), 4", SOLID, WHITE | 1 | 0.3 | 0.3 | 0.3
871S-E | LF | PAVEMENT MARKING PAINT (REFLECTORIZED), 4", SOLID, YELLOW | 1 | 0.3 | 0.3 | 0.3
871S-E-12SW | LF | REFLECTORIZED TYPE II PAINT PAVEMENT MARKINGS, 12 " IN WIDTH, SOLID, WHITE | 1 | 4 | 4 | 4
871S-E-24SW | LF | REFLECTORIZED TYPE II PAINT PAVEMENT MARKINGS, 24 " IN WIDTH, SOLID, WHITE | 1 | 8 | 8 | 8
871S-E-4DW | LF | REFLECTORIZED TYPE II PAINT PAVEMENT MARKINGS, 4 " IN WIDTH, DASHED, WHITE | 1 | 0.6 | 0.6 | 0.6
871S-E-4DY | LF | REFLECTORIZED TYPE II PAINT PAVEMENT MARKINGS, 4 " IN WIDTH, DASHED, YELLOW | 1 | 0.6 | 0.6 | 0.6
871S-E-4SY | LF | REFLECTORIZED TYPE II PAINT PAVEMENT MARKINGS, 4 " IN WIDTH, SOLID, YELLOW | 1 | 0.6 | 0.6 | 0.6
871S-E12W | LF | REFLECTORIZED TYPE I THERMOPLASTIC PAVEMENT MARKINGS 12" INCHES IN WIDTH, 100 MILS IN THICKNESS, WHITE IN COLOR | 1 | 4 | 4 | 4
871S-E4W | LF | REFLECTORIZED TYPE II PAINT PAVEMENT MARKINGS 4 INCHES IN WIDTH, WHITE IN COLOR | 1 | 0.3 | 0.3 | 0.3
871S-E4Y | EA | RELECTORIZED TYPE II PAINT PAVEMENT MARKINGS 4" INCHES IN WIDTH, 100 MILS IN THICKNESS, YELLOW IN COLOR | 1 | 2 | 2 | 2
871S-E4Y | LF | RELFECTORIZED TYPE II PAINT PAVEMENT MARKINGS 4 INCHES IN WIDTH, YELLOW IN COLOR | 1 | 0.3 | 0.3 | 0.3
871S-F | EA | REFLECTORIZED TYPE II PAINT PAVEMENT MARKINGS WORDS (STOP), WHITE IN COLOR | 1 | 200 | 200 | 200
873S-B | EA | RAISED PAVEMENT MARKINGS CLASS B TYPE II-A-A | 1 | 7 | 7 | 7
873S-C-II-A | EA | RAISED PAVEMENT MARKINGS, CLASS C, TYPE II-A (AMBER) | 1 | 8 | 8 | 8
873S-D-I-C | EA | RAISED PAVEMENT MARKINGS, CLASS D, TYPE I-C (WHITE) | 1 | 8 | 8 | 8
873S-E | EA | CLASS E, RAISED PAVEMENT MARKINGS, TYPE II-C-R | 1 | 15 | 15 | 15
873S-E | EA | RAISED PAVEMENT MARKING, CLASS E, TYPE II-A (AMBER) | 1 | 3 | 3 | 3
873S-E | EA | RAISED PAVEMENT MARKING, CLASS E, TYPE II-B (BLUE) | 1 | 5.25 | 5.25 | 5.25
873S-E | EA | RAISED PAVEMENT MARKING, CLASS E, TYPE II-C-R | 1 | 3 | 3 | 3
873S-E-I-C-R | EA | Class E, Raised Pavement Markings, Type I-C-R | 1 | 4.3 | 4.3 | 4.3
873S-E-II-A-A | EA | Class E, Raised Pavement Markings, Type II-A-A | 1 | 4.3 | 4.3 | 4.3
873S-EA | EA | RAISED PAVEMENT MARKING, CLASS E, TYPE II-A (AMBER) | 1 | 3.3 | 3.3 | 3.3
873S-EA | EA | RAISED PAVEMENT MARKINGS, CLASS E TYPE II-A | 1 | 3.6 | 3.6 | 3.6
873S-EB | EA | RAISED PAVEMENT MARKING, CLASS E, TYPE II-B (BLUE) | 1 | 8.25 | 8.25 | 8.25
873S-EB | EA | RAISED PAVEMENT MARKINGS, CLASS E TYPE II-B | 1 | 16.5 | 16.5 | 16.5
873S-EW | EA | RAISED PAVEMENT MARKING, CLASS E, TYPE I-C | 1 | 3.3 | 3.3 | 3.3
873S-EW | EA | RAISED PAVEMENT MARKINGS, CLASS E TYPE II-C | 1 | 4 | 4 | 4
873S-EW | EA | Class E, Raised Pavement Markings, Type I-C | 1 | 6.95 | 6.95 | 6.95
873S-EW | EA | RAISED PAVEMENT MARKINGS, CLASS E TYPE I-C (WHITE) | 2 | 5.475 | 5 | 5.95
874S-A | L.F. | ELIMINATE EXISTING PAVEMENT MARKINGS | 1 | 1.4 | 1.4 | 1.4
874S-A | LF | ELIMINATING EXISTING PAVEMENT MARKINGS, 4" IN WIDTH | 1 | 3.9 | 3.9 | 3.9
874S-A | LF | ELIMINATING EXISTING PAVEMENT MARKINGS, 4-INCHES IN WIDTH | 1 | 1 | 1 | 1
874S-A | LF | ELIMINATING EXISTING PAVEMENT MARKINGS, ALL WIDTHS | 1 | 7 | 7 | 7
874S-A | LF | ELIMINATING EXISTING PAVEMENT MARKINGS: 4 INCHES IN WIDTH, (YELLOW) | 1 | 1.5 | 1.5 | 1.5
874S-A-4 | LF | ELIMINATE EXISTING PAVEMENT MARKINGS 4" WIDTH | 1 | 1 | 1 | 1
874S-A-4 | LF | Eliminating Existing Pavement Markings, 4 inches in width | 2 | 1.275 | 1.2 | 1.35
874S-A-8 | LF | ELIMINATE EXISTING PAVEMENT MARKINGS 8" WIDTH | 1 | 2 | 2 | 2
874S-C | EA | ELIMINATE EXISTING PAVEMENT MARKINGS WORDS | 1 | 150 | 150 | 150
874S-D | EA | ELIMINATE EXISTING PAVEMENT MARKINGS SHAPES | 1 | 130 | 130 | 130
874S-F | EA | ELIMINATE EXISTING RAISED PAVEMENT MARKINGS TYPE II-A-A | 1 | 2 | 2 | 2
875S-A | LF | PAVEMENT SURFACE PREPARATION FOR EXISTING PAVEMENT SURFACE, 4" IN WIDTH FOR ASPHALT SURFACE TYPE | 1 | 1 | 1 | 1
875S-A | LF | PAVEMENT SURFACE PREPARATION FOR EXISTING PAVEMENT SURFACE 4-INCHES IN WIDTH, FOR ASPHALT SURFACE TYPE | 1 | 1 | 1 | 1
875S-A | LF | PAVEMENT SURFACE PREPARATION FOR MARKINGS | 1 | 0.2 | 0.2 | 0.2
875S-A-12 |  | PAVEMENT SURFACE PREPARATION FOR EXISTING PAVEMENT SURFACE. 12" IN WIDTH, FOR HMAC SURFACE TYPE. | 1 | 3 | 3 | 3
875S-A-24 | LF | PAVEMENT SURFACE PREPARATION FOR EXISTING PAVEMENT SURFACE. 24" IN WIDTH, FOR HMAC SURFACE TYPE. | 1 | 3 | 3 | 3
875S-A-4 | LF | PAVEMENT SURFACE PREPARATION FOR EXISTING PAVEMENT SURFACE. 4" IN WIDTH, FOR HMAC SURFACE TYPE. | 1 | 0.25 | 0.25 | 0.25
875S-D | EA | PAVEMENT SURFACE PREPARATION FOR EXISTING SYMBOLS BICYCLE LANE (BIKE RIDER) SYMBOL, FOR HMAC SURFACE TYPE. | 1 | 10 | 10 | 10
875S-D | EA | PAVEMENT SURFACE PREPARATION FOR PREFERENTIAL (BIKE RIDER) SYMBOL, HMAC SURFACE TYPE. | 1 | 3 | 3 | 3
875S-D | EA | PAVEMENT SURFACE PREPARATION FOR PREFERENTIAL (DIRECTIONAL ARROW) SYMBOL, HMAC SURFACE TYPE. | 1 | 2 | 2 | 2
875S-D | EA | PAVEMENT SURFACE PREPARATIONFOR EXISTING SYMBOLS.BICYCLE LANE PREFERENTIAL (DIRECTIONAL ARROW) SYMBOL FOR HMAC SURFACE TYPE. | 1 | 10 | 10 | 10
9 | SY | NATIVE GRASSLAND SEEDING & PLANTING (COA SPEC. 609S) | 1 | 4 | 4 | 4
APPENDIX A | LS | PERMANENT CONCRETE DRIVEWAY AND GATE | 1 | 6500 | 6500 | 6500
COA CODE | EA | SEPTIC TANK ABANDONMENT | 1 | 600 | 600 | 600
CP-510-CCFRPM | LF | CCFRPM PIPE, 42 IN DIAMETER (ALL DEPTHS) | 1 | 350 | 350 | 350
D-701-5.1 | LF | 24-INCH REINFORCED CONCRETE PIPE, CLASS V | 1 | 38 | 38 | 38
D-701-5.2 | LF | 30-INCH REINFORCED CONCRETE PIPE, CLASS V | 1 | 52 | 52 | 52
D-701-5.3 | LF | 36-INCH REINFORCED CONCRETE PIPE, CLASS V | 1 | 68 | 68 | 68
D-701-5.4 | LF | 19-INCH X 30-INCH ELLIPTICAL REINFORCED CONCRETE PPE | 1 | 78 | 78 | 78
D-705-5.1 | LF | 4-INCH PIPE UNDERDRAIN (NON-PERFORATED), COMPLETE | 1 | 20 | 20 | 20
D-705-5.1 | LF | 6-INCH PIPE UNDERDRAIN (PERFORATED), COMPLETE | 1 | 24 | 24 | 24
D-705-5.2 | LF | 6-INCH PIPE UNDERDRAIN (NON-PERFORATED), COMPLETE | 1 | 20 | 20 | 20
D-705-5.3 | LF | 4-INCH PIPE UNDERDRAIN (PERFORATED), COMPLETE | 1 | 24 | 24 | 24
D-751-5.1 | LF | TRENCH DRAIN STRUCTURE, COMPLETE | 1 | 200 | 200 | 200
D-751-5.2 | EA | TRENCH DRAIN INLET TYPE A | 1 | 11000 | 11000 | 11000
D-751-5.3 | EA | TRENCH DRAIN INLET TYPE B | 1 | 11000 | 11000 | 11000
D-751-5.4 | EA | TRENCH DRAIN INLET TYPE C | 1 | 13750 | 13750 | 13750
D-751-5.5 | EA | TRENCH DRAIN INLET TYPE D | 1 | 11000 | 11000 | 11000
D-751-5.6 | EA | GRATE INLET | 1 | 4500 | 4500 | 4500
D-751-5.7 | EA | EXISTING STORM MANHOLE ADJUSTMENT | 1 | 1300 | 1300 | 1300
D-754-5.1 | LF | CONCRETE FLUME (REINFORCED), COMPLETE IN PLACE | 1 | 93 | 93 | 93
D-754-5.2 | SY | 4-INCH CONCRETE SWALE (REINFORCED) COMPLETE IN PLACE | 1 | 42 | 42 | 42
D-754-5.3 | LF | TYPE 1 RETAINING WALL (REINFORCED), COMPLETE IN PLACE | 1 | 48 | 48 | 48
D-754-5.4 | LF | TYPE 2 RETAINING WALL (REINFORCED), COMPLETE IN PLACE | 1 | 68 | 68 | 68
DD2312-E | LS | SHAFT EXCAVATION AND BACKFILL, IN SOIL AND ROCK, ZACHARY SCOTT WORK SHAFT | 1 | 280000 | 280000 | 280000
EA-1 | LS | EAST AUSTIN-INTERIOR WET SURFACE PREPARATION (SSPC SP10) AND RECOATING, REQUIRES DEHUMIDIFICATION, COATING SYSTEM IW-01 AS REQUIRED BY THESE SPECIFIC~1~1224068~1224068~1224068~
EA-10 | LS | REMOVE CAGE FROM EXTERIOR LADDER | 1 | 2968 | 2968 | 2968
EA-11 | EA | INSTALL TWO NEW A304 STAINLESS STEEL INTERMEDIATE PLATFORMS ON THE EXTERIOR OF THE RESERVOIR AT THE LADDER, PLATFORMS TO INCLUDE HANDRAILS | 1 | 11500 | 11500 | 11500
EA-12 | LS | REMOVE THE PLATFORM AT THE TOP OF THE LADDER ON THE EXTERIOR OF THE RESERVOIR AND REPLACE W/ A NEW A304 STAINLESS STEEL PLATFORM, PLATFORM TO INCLUDE~1~61322~61322~61322~
EA-13 | EA | SEAL WELD OVERFLOW BRACES | 1 | 615 | 615 | 615
EA-14 | LS | CUT OFF AND CAP 3 INCHES OF THE ENDS OF OVERFLOW BRACES AT THE OVERFLOW FUNNELS | 1 | 4811 | 4811 | 4811
EA-15 | LS | INSTALL TANK DRAIN DIVERTER PLATES | 1 | 5322 | 5322 | 5322
EA-16 | LS | CUT ADDITIONAL DRAIN OPENING IN FILL PIPE STRUCTURE | 1 | 630 | 630 | 630
EA-17 | LF | WALL AND FLOOR SEAM REPAIR BY WELDING PER 05121 | 1 | 93.75 | 93.75 | 93.75
EA-18 | EA | CORROSION PIT REPAIR BY PLUG WELDING PER 05121 | 1 | 35 | 35 | 35
EA-19 | EA | CORROSION PIT REPAIR BY PATCH PLATE WELDING PER 05121 | 1 | 60 | 60 | 60
EA-2 | LS | EAST AUSTIN-DEHUMIDIFICATION OF THE INTERIOR OF THE RESERVOIR DURING ABRASIVE BLASTING, COATING APPLICATION AND COATING CURING AS REQUIRED BY THESE S~1~106500~106500~106500~
EA-20 | LS | INSTALL INTERIOR A316 STAINLESS STEEL LADDER IMPROVEMENTS AND MODIFICATIONS NOT INCL. LADDER UP | 1 | 10152 | 10152 | 10152
EA-21 | LS | INSTALL A316 STAINLESS STEEL LADDER UP | 1 | 1862 | 1862 | 1862
EA-22 | LS | REMOVE EXISTING INTERIOR AND EXISTING EXTERIOR SAFETY CLIMB RAILS AND REPLACE W/ NEW A316 STAINLESS STEEL LADDER SAFETY CLIMB RAIL ON INTERIOR AND REI | 1 | 14275 | 14275 | 14275
EA-23 | LS | FABRICATE AND INSTALL A316 STAINLESS STEEL ANTI VORTEX ASSEMBLY AT SUCTION LINE INSIDE RESERVOIR | 1 | 11817 | 11817 | 11817
EA-24 | LS | INSTALL A316 STAINLESS STEEL 4" DIA. WASH OUT PIPE W/ CARBON STEEL VALVE | 1 | 4176 | 4176 | 4176
EA-25 | LS | INSTALL 2 A316 STAINLESS STEEL1" DIA. PIPE NIPPLES W/ BRASS BALL VALVES FOR LEVEL INDICATOR | 1 | 1156 | 1156 | 1156
EA-26 | LS | FABRICATE AND INSTALL RESTRAINT RODS IN THE FLANGES OF THE FILL PIPE IN THE PIPE VAULT | 1 | 3681 | 3681 | 3681
EA-27 | LS | ALLOWANCE FOR MISCELLANEOUS WELDING | 1 | 50000 | 50000 | 50000
EA-28 | LS | REMOVE EXISTING CPS SYSTEM AND INSTALL NEW CPS SYSTEM AND ASSOCIATED WELDING W/ REMOVAL AND REPLACEMENT | 1 | 74187 | 74187 | 74187
EA-29 | LS | ELECTRICAL MODIFICATIONS & ASSOCIATED WELDING | 1 | 92750 | 92750 | 92750
EA-3 | LS | RESERVOIR EXTERIOR SURFACE PREPARATION (SSPC-SP6) AND RECOATING, COATING SYSTEM EN-01 AS REQUIRED BY THESE SPECIFICATIONS | 1 | 624333 | 624333 | 624333
EA-30 | LS | TEMPORARY ELECTRICAL SVC FOR CONSTRUCTION | 1 | 7125 | 7125 | 7125
EA-31 | LS | FURNISH JOB SHACK FOR PROJECT SITE | 1 | 4875 | 4875 | 4875
EA-32 | SY | PAY ITEM NO. 340S REMOVE AND REPLACE ASPHALT PAVEMENT INCL. SUBGRADE AND HMAC | 1 | 56.25 | 56.25 | 56.25
EA-33 | SY | PAY ITEM NO. 340S REMOVE EXISTING ASPHALT PAVEMENT, REPAIR, LEVEL, AND RECOMPACT LIMESTONE BASE AND PAVE W/ 2" TYPE D HMAC | 1 | 20.6 | 20.6 | 20.6
EA-34 | LF | PAY ITEM NO.410S REMOVE & REPLACE RIBBON CURB | 1 | 32.5 | 32.5 | 32.5
EA-35 | LF | PAY ITEM NO.301S SEAL CRACKS IN THE ASPHALT PAVEMENT | 1 | 2.5 | 2.5 | 2.5
EA-36 | LF | PAY ITEM NO.510S REMOVE & REPLACE SERVICE RD. CULVERT | 1 | 150 | 150 | 150
EA-37 | EA | PAY ITEM NO.410S INSTALL CONCRETE HEADWALLS AT EACH END OF NEW SERVICE RD. CULVERT | 1 | 1875 | 1875 | 1875
EA-38 | LS | PAY ITEM NO.601S DETENTION POND MAINTENANCE | 1 | 5625 | 5625 | 5625
EA-39 | EA | PAY ITEM 410S INSTALL DETENTION POND CONCRETE HEADWALL | 1 | 12500 | 12500 | 12500
EA-4 | LS | VALVES AND PIPING IN 2 CONCRETE VAULTS AND 1 OVERFLOW FLAP GATE VALVE IN A CONCRETE VAULT SURFACE PREPARATION (SSPC-SP6) AND RECOATING, COATING SYSTE~1~12549~12549~12549~
EA-40 | LS | PAY ITEM 701S REMOVE & INSTALL 50 LINEAR FEET OF PERIMETER SECURITY FENCE AND MOW STRIP TO NEW GRADE AND ADJUST 3 VALVE CASINGS TO GRADE | 1 | 8586 | 8586 | 8586
EA-41 | LF | PAY ITEM NO. 604S REPAIR FENCE MOW STRIP | 1 | 40 | 40 | 40
EA-42 | LS | PAY ITEM NO.604S REGRADE FENCE LAWN AND REVEGETATE | 1 | 6625 | 6625 | 6625
EA-43 | LF | PAY ITEM NO. 604S REGRADE RESERVOIR DRAINAGE SWALE | 1 | 12.5 | 12.5 | 12.5
EA-44 | LS | PAY ITEM 508S INSTALL GRATE INTENT BOX AT RESERVOIR DRAINAGE SWALE | 1 | 5250 | 5250 | 5250
EA-45 | LF | PAY ITEM NO.510S INSTALL 8" PVC DRAIN LINE FOR RESERVOIR DRAINAGE SWALE | 1 | 62.5 | 62.5 | 62.5
EA-46 | LS | PAY ITEM 610S INSTALLATION, MAINTENANCE AND REMOVAL OF TREE PROTECTION | 1 | 1875 | 1875 | 1875
EA-47 | LF | PAY ITEM 642S INSTALLATIO, MAINTENANCE AND REMOVAL OF SILT FENCE FOR EROSION/SEDIMENTATION CONTROL | 1 | 1.7 | 1.7 | 1.7
EA-48 | LF | PAY ITEM 639S INSTALLATION MAINTENANCE AND REMOVAL OF ROCK BERM | 1 | 20.62 | 20.62 | 20.62
EA-49 | LS | PAY ITEM 641S INSTALLATION AND REMOVAL OF STABILIZED CONSTRUCTION ENTRANCE | 1 | 1875 | 1875 | 1875
EA-5 | LS | DOOR SHEET REMOVAL AND RE-INSTALLATION AND NON-DESTRUCTIVE TESTING AS REQUIRED BY THESES SPECIFICATIONS | 1 | 31031 | 31031 | 31031
EA-50 | SY | PAY ITEM NO.604S SITE RESTORATION | 1 | 1.25 | 1.25 | 1.25
EA-51 | LS | PAY ITEM NO. 700S-TM TOTAL MOBILIZATION PAYMENT | 1 | 35500 | 35500 | 35500
EA-52 | LS | ALLOWANCE FOR SECURITY BADGE DECALS PER SECTION 0819 | 1 | 1000 | 1000 | 1000
EA-53 | LS | PAY ITEM 802S-2 INSTALL CIP SIGN | 1 | 1500 | 1500 | 1500
EA-6 | LS | REMOVE EXISTING ROOF HATCH AND REPLACE W/NEW A316 ROOF HATCH AND ADD SUPPORTS AROUND ROOF HATCH OPENING | 1 | 16965 | 16965 | 16965
EA-7 | LS | INSTALL A316 LANYARD AND LANYARD RING AT ROOF HATCH | 1 | 656 | 656 | 656
EA-8 | LF | INSTALL STAINLESS STEEL HANDRAIL ON RESERVOIR ROOF, DOES NOT INCLUDE HANDRAILS ON PLATFORMS | 1 | 185 | 185 | 185
EA-9 | EA | REMOVE AND REPLACE THE 4 EXISTING ROOF VENTS. REPLACEMENT VENTS AND MOUNTING HARDWARE ARE TO BE 304L STAINLESS STEEL W/ DIELECTRIC WASHERS | 1 | 14200 | 14200 | 14200
ESCIB | CD | EARLY SUBSTANTIAL COMPLETION INCENTIVE BONUS | 1 | 5000 | 5000 | 5000
F-162-5.1 | LF | 10-FT AOA CHAIN-LIN FENCE, COMPETE | 1 | 27.4 | 27.4 | 27.4
F-162-5.2 | LF | 7-FT AOA CHAIN-LINK FENCE, COMPLETE | 1 | 18.75 | 18.75 | 18.75
F-162-5.3 | LF | TEMPORARY 10-FT AOA FENCE WITH CONCRETE TRAFFIC BARRIER, OBSTRUCTION LIGHTS, AND CONDUIT | 1 | 86 | 86 | 86
F-162-5.4 | EA | AOA SLIDE GATE, COMPLETE | 1 | 117000 | 117000 | 117000
F-162-5.5 | EA | TEMPORARY AOA SWING GATE, COMPLETE | 1 | 1500 | 1500 | 1500
L-104-6.1 | LS | TEMPORARY AIRFIELD CIRCUITRY | 1 | 19000 | 19000 | 19000
L-108-5.1 | LF | 1/CF L-824-TYPE C UNSHIELDED #8 AWG 5KV COPPER CABLE | 1 | 1.55 | 1.55 | 1.55
L-108-5.2 | LF | 1/C #6 AWG BSD OR BHD OR TW (AS SHOWN IN THE PLANS) COPPER COUNTERPOISE WIRE | 1 | 1.25 | 1.25 | 1.25
L-108-5.3 | EA | 3/4-INCH DIAMETER BY 10-FOOT LONG COPPER CLAD STEEL SECTIONAL GROUND ROD | 1 | 100 | 100 | 100
L-110-5.1 | LF | 1-WAY 2-INCH SCHEDULE 40 PBVC SAND ENCASED DUCT, COMPLETE IN PLACE | 1 | 11.65 | 11.65 | 11.65
L-119-5.1 | EA | AIRPORT OBSTRUCTION LIGHT, IN PLACE | 1 | 2060 | 2060 | 2060
L-125-5.1 | EA | L-861T ELEVATED TAXIWAY EDGE LIGHT | 1 | 3400 | 3400 | 3400
NORTH INTERCEPTOR EXTENSION NORTH OF HWY 290 |  |  | 20
P-101-2.1 | LS | MOBILIZATION | 1 | 240000 | 240000 | 240000
P-150-4.1 | LS | DEMOLITION OF EXISTING TRASH COMPACTOR SITE, COMPLETE | 1 | 35000 | 35000 | 35000
P-150-4.10 | LF | REMOVE 8-INCH TO 18-INCH SANITARY SEWER LINE | 1 | 15 | 15 | 15
P-150-4.11 | LF | REMOVAL OF 18-INCH RCP | 1 | 9 | 9 | 9
P-150-4.12 | LF | REMOVAL OF 24-INCH RCP | 1 | 11 | 11 | 11
P-150-4.13 | LF | REMOVAL OF 30-INCH RCP | 1 | 9 | 9 | 9
P-150-4.14 | LF | REMOVAL OF 36-INCH RCP | 1 | 10 | 10 | 10
P-150-4.15 | LF | REMOVAL OF 42-INCH RCP | 1 | 11 | 11 | 11
P-150-4.16 | LF | REMOVAL OF 48-INCH RCP | 1 | 13 | 13 | 13
P-150-4.17 | LF | REMOVAL OF TRENCH DRAIN STRUCTURE | 1 | 22 | 22 | 22
P-150-4.18 | EA | PARTIAL DEMOLITION AND ABANDONMENT OF CATCH BASIN | 1 | 600 | 600 | 600
P-150-4.19 | EA | REMOVAL OF AIRCRAFT RATED GRATE INLET | 1 | 350 | 350 | 350
P-150-4.2 | SY | REMOVAL OF 4-INCH APRON ASPHALT PAVEMENT | 1 | 1 | 1 | 1
P-150-4.20 | EA | REMOVAL OF GRATE INLET | 1 | 350 | 350 | 350
P-150-4.21 | EA | REMOVAL OF AIRCRAFT RATED STORM SEWER MANHOLE | 1 | 350 | 350 | 350
P-150-4.22 | EA | REMOVAL OF DRAINAGE MANHOLE | 1 | 350 | 350 | 350
P-150-4.23 | EA | REMOVAL OF STORM SEWER TYPE "E" INLET | 1 | 300 | 300 | 300
P-150-4.24 | LF | REMOVAL OF 18-INCH CGMP CULVERT | 1 | 10 | 10 | 10
P-150-4.25 | LF | REMOVAL OF 1.5-FOOT BY 4-FOOT CONCRETE BOX CULVERT | 1 | 25 | 25 | 25
P-150-4.26 | LF | REMOVAL OF METAL BEAM GUARD RAIL | 1 | 3.6 | 3.6 | 3.6
P-150-4.27 | EA | REMOVAL OF ELECTRICAL MANHOLE | 1 | 600 | 600 | 600
P-150-4.28 | EA | REMOVAL OF WOOD POWER POLE | 1 | 600 | 600 | 600
P-150-4.29 | EA | DEMOLITION OF AOA GATE | 1 | 8100 | 8100 | 8100
P-150-4.3 | SY | REMOVAL OF 2-INCH TO 3-INCH ROADWAY ASPHALT PAVEMENT | 1 | 1 | 1 | 1
P-150-4.30 | LF | DEMOLITION OF 8-FOOT TO 10-FOOT CHAIN LINK FENCE | 1 | 2.5 | 2.5 | 2.5
P-150-4.31 | LS | RELOCATION OF E110 GATE GUARD HOUSING FACILITIES WITH 6-INCH CONCRETE FOUNDATION AND ELECTRIC SERVICE, COMPLETE | 1 | 10000 | 10000 | 10000
P-150-4.32 | EA | RELOCATE EXISTING OVERHEAD LIGHT POLE AND FOUNDATION (SKY CHEF PARKING LOT), COMPLETE | 1 | 1500 | 1500 | 1500
P-150-4.33 | SF | REMOVAL OF AIRFIELD MARKINGS | 1 | 1 | 1 | 1
P-150-4.34 | LS | DEMOLITION OF BUILDING 7390 ENGINE SHOP | 1 | 32500 | 32500 | 32500
P-150-4.35 | LS | DEMOLITION OF BUILDING 7380 PUMP HOUSE | 1 | 4600 | 4600 | 4600
P-150-4.36 | LS | DEMOLITION OF BUILDING 7385 WATER STORAGE TANK | 1 | 16000 | 16000 | 16000
P-150-4.37 | LS | LEAD REMEDIATION OF BUILDING S 7390, 7380, AND 7385 | 1 | 22000 | 22000 | 22000
P-150-4.38 | SY | RUBBLIZATION OF EXISTING PCC | 1 | 2.25 | 2.25 | 2.25
P-150-4.39 | SY | MILLING OF ASPHALT PAVEMENT, 2-INCH | 1 | 3 | 3 | 3
P-150-4.4 | SY | REMOVAL OF 4-INCH CONCRETE PAVEMENT | 1 | 5 | 5 | 5
P-150-4.40 | LF | REMOVAL OF 6-INCH UNDER DRAIN PIPE | 1 | 6.4 | 6.4 | 6.4
P-150-4.41 | SY | REMOVAL OF 16-INCH TO 22-INCH CONCRETE PAVEMENT | 1 | 10.25 | 10.25 | 10.25
P-150-4.5 | SY | REMOVAL OF 6-INCH TO 8-INCH CONCRETE PAVEMENT | 1 | 5 | 5 | 5
P-150-4.6 | EA | REMOVAL OF ELEVATED APRON EDGE LIGHTS, INCLUDING BASES | 1 | 325 | 325 | 325
P-150-4.7 | LF | REMOVAL OF 2-INCH PVC CONDUIT | 1 | 16 | 16 | 16
P-150-4.8 | LF | REMOVAL OF 6-INCH TO 16-INCH WATER LINE | 1 | 9 | 9 | 9
P-150-4.9 | EA | REMOVAL OF AIR RELEASE VALVE | 1 | 300 | 300 | 300
P-151-4.1 | AC | CLEARING AND GRUBBING | 1 | 5400 | 5400 | 5400
P-152-4.1 | CY | EMBANKMENT IN PLACE | 1 | 5.35 | 5.35 | 5.35
P-152-4.2 | CY | UNCLASSIFIED EXCAVATION | 1 | 12 | 12 | 12
P-153-7.1 | CY | CONTROLLED LOW STRENGTH MATERIAL (CLSM) | 1 | 95 | 95 | 95
P-154-5.1 | SY | 6-INCH SUBBASE COURSE | 1 | 9.55 | 9.55 | 9.55
P-155-8.1 | SY | 6-INCH LIME-TREATED SUBGRADE | 1 | 2.8 | 2.8 | 2.8
P-155-8.2 | TON | LIME | 1 | 145 | 145 | 145
P-304-6.1 | SY | 6-INCH CEMENT-TREATED BASE COURSE | 1 | 11 | 11 | 11
P-501-8.1 | SY | 16-INCH PORTLAND CEMENT CONCRETE PAVEMENT | 1 | 68.65 | 68.65 | 68.65
P-501-8.2 | SY | 4-INCH CONCRETE PAVEMENT | 1 | 40.65 | 40.65 | 40.65
P-602-5.1 | GAL | BITUMINOUS PRIME COAT | 1 | 2.95 | 2.95 | 2.95
P-620-5.1 | SF | AIRFIELD PAVEMENT MARKING, WATERBORNE WITH REFLECTIVE BEADS, COMPLETE | 1 | 2.8 | 2.8 | 2.8
P-620-5.2 | SF | BLACK OUTLINE MARKINGS, WATERBORNE, COMPLETE | 1 | 1.6 | 1.6 | 1.6
P-620-5.3 | SF | BITUMINOUS PAVEMENT MARKINGS, WATERBORNE IN 2 COATS WITH REFLECTIVE BEADS, COMPLETE | 1 | 1.85 | 1.85 | 1.85
P-620-5.4 | SF | TEMPORARY PAVEMENT MARKINGS, WATERBORNE, COMPLETE | 1 | 1.8 | 1.8 | 1.8
P360S-A | SY | 6-INCH CONCRETE PAVEMENT | 1 | 80 | 80 | 80
P360S-A | SY | 7 IN. CONCRETE PAVEMENT | 1 | 59.4 | 59.4 | 59.4
P360S-A | SY | CONCRETE PAVEMENT, 8-INCH THICK | 1 | 42 | 42 | 42
P360S-A7 | SY | 7 IN CONCRETE PAVEMENT, ALLEY WEST OF GUADALUPE ST (FROM 21ST ST TO 24TH ST) | 2 | 62.5 | 60 | 65
P360S-A7 | SY | 7 IN. CONCRETE PAVEMENT, NUECES ST - FROM APPROX 200 LF SOUTH OF 21ST ST TO 23RD ST AND SAN ANTONIO ST - FROM 21ST ST TO 26TH ST (CONCRETE TRENCH REPA | 1 | 55 | 55 | 55
P360S-A8 | SY | 8 IN CONCRETE PAVEMENT, NUECES ST (FROM 24TH ST TO GUADALUPE ST) | 1 | 75 | 75 | 75
P360S-AH | S.Y. | 10┐ CONCRETE PAVEMENT (HIGH EARLY STRENGTH) | 1 | 100 | 100 | 100
P360S-AH | SY | 7 IN. CONCRETE PAVEMENT (HIGH EARLY STRENGTH) | 1 | 59.4 | 59.4 | 59.4
P360S-AH | SY | 7" IN. CONCRETE PAVEMENT (HIGH EARLY STRENGTH) | 1 | 56 | 56 | 56
S700S-TM | EA | TOTAL MOBILIZATION PAYMENT | 1 | 4421 | 4421 | 4421
SP | LS | FOR FURNISHING ALL MATERIALS AND COMPLETING ALL WORK NOT SPECIFICALLY MENTIONED IN THE ITEMS ABOVE, INCLUDING MISCELLANEOUS PROCEDURES, TEMPORARY FAC~1~12500~12500~12500~
SP-430S-E | LF | VARIABLE HEIGHT P.C. CONCRETE CURB | 1 | 49 | 49 | 49
SP-506-CCFRPM_C1 | EA | CCFRPM MANHOLE (MH C-1), 84-INCH DIA, (16-18 FEET DEEP) | 1 | 48000 | 48000 | 48000
SP-506-CCFRPM_C2 | EA | CCFRPM MANHOLE (MH C-2), 84-INCH DIA (18-20 FEET DEEP) | 1 | 54000 | 54000 | 54000
SP-506-CCFRPM_C3 | EA | CCFRPM MANHOLE (MH C-3), 84-INCH DIA (22-24 FEET DEEP) | 1 | 62000 | 62000 | 62000
SP-506SC | EA | INTERIOR SURFACE COATING OF WASTEWATER MANHOLES | 1 | 1000 | 1000 | 1000
SP-508S-RT10 | EA | INLET, REDUCED THROAT - 10 FT. | 1 | 4500 | 4500 | 4500
SP-510-AB1 | LS | ABANDONMENT, REMOVAL AND SALVAGE OF INT. 4991 FACILITIES | 1 | 500 | 500 | 500
SP-510-AB2 | LS | ABANDONMENT, RMEOVAL AND SALVAGE OF INT. 7053 FACILITIES | 1 | 500 | 500 | 500
SP-510-AB3 | LS | ABANDONMENT, REMOVAL AND SALVAGE OF INT. 29464 FACILITIES | 1 | 500 | 500 | 500
SP-510-AB4 | LS | ABANDONMENT, REMOVAL AND SALVAGE OF INT. 7776 FACILITIES | 1 | 500 | 500 | 500
SP-510-AB5 | LS | ABANDON EXISTING 15+10 METER/VAULT | 1 | 500 | 500 | 500
SP-510-BWS1.5/2 | EA | 1.5-INCH OR 2-INCH DIAMETER WATER SERVICE | 1 | 3300 | 3300 | 3300
SP-510-BWS4 | EA | 4-INCH DIAMETER WATER SERVICE | 1 | 4000 | 4000 | 4000
SP-510-BWS6 | EA | 6-INCH DIAMETER WATER SERVICE | 1 | 4000 | 4000 | 4000
SP-510-CU | EA | FIELD-VERIFY LOCATIONAND DEPTH OF CRITICAL UTILITIES. | 1 | 250 | 250 | 250
SP-510-MV3 | EA | METER, PIPING, VALVES AND VAULT PER DETAIL 520S-15A | 1 | 7000 | 7000 | 7000
SP-510-P3 | LF | PIPE, 3-INCH DIA., SCH. 80 PVC PRIVATE SERVICE LINE (ALL DEPTHS), INCLUDING EXCAVATION AND BACKFILL | 1 | 30 | 30 | 30
SP-510-PS1 | EA | TEMPORARY BRACING AND PROTECTION OF UTILITY POLES | 1 | 10000 | 10000 | 10000
SP-510-TIE-A | EA | CLOSURE FOR THE FIRST CONTRACT TO REACH TIE-IN | 1 | 500 | 500 | 500
SP-510-TIE-B | EA | CLOSURE FOR THE SECOND CONTRACT TO REACH TIE-IN | 1 | 500 | 500 | 500
SP-608S-3 | LS | PLANT REPLACEMENT AT 12401 LOS INDIOS TRAIL | 1 | 1567 | 1567 | 1567
SP-609S-C | SY | NATIVE GRASSLAND SEEDING AND PLANTING | 1 | 9 | 9 | 9
SP-610S-E | EA | PROTECTIVE TREE FENCING, WOOD PLANKING | 1 | 156 | 156 | 156
SP-701S-U | LF | IRON ROD FENCE REMOVAL AND REPLACEMENT OR RE-INSTALLATION AT 12401 LOS INDIOS TRAIL | 1 | 9 | 9 | 9
SP-802S-BAS | EA | PROJECT SIGN FOR BUSINESS ACCESS | 1 | 75 | 75 | 75
SP-803-CD | CD | BARRICADES, SIGNS AND TRAFFIC HANDLING | 1 | 150 | 150 | 150
SP-824S | EA | TRAFFIC SIGNS | 1 | 610 | 610 | 610
SP-871S-A | LF | REFLECTORIZED TYPE 1THERMOPLASTIC PAVEMENT MARKINGS, 12" IN WIDTH (SOLID), 100 MILS IN THICKNESS, WHITE IN COLOR | 1 | 3.24 | 3.24 | 3.24
SP-871S-A | LF | REFLECTORIZED TYPE 1THERMOPLASTIC PAVEMENT MARKINGS, 24" IN WIDTH (SOLID), 100 MILS IN THICKNESS, WHITE IN COLOR | 1 | 7.02 | 7.02 | 7.02
SP-871S-E | LF | REFLECTORIZED TYPE II PAINT PAVEMENT MARKINGS, 12" IN WIDTH (SOLID), WHITE IN COLOR | 1 | 1.24 | 1.24 | 1.24
SP-871S-E | LF | REFLECTORIZED TYPE II PAINT PAVEMENT MARKINGS, 24" IN WIDTH (SOLID), WHITE IN COLOR | 1 | 2.48 | 2.48 | 2.48
SP-WW-02805F | LF | SECURITY FENCE AT CANTERBURY SITE | 1 | 10 | 10 | 10
SP-WW-02805G | EA | 15'' WIDE X 8'' TALL SWING GATE AT CANTERBURY SITE | 1 | 750 | 750 | 750
SP01901 | LF | ASBESTOS PIPE ABATEMENT | 1 | 75 | 75 | 75
SP101 S-D | LANE MILE | PREPARING RIGHT-OF-WAY (DEBRIS REMOVAL) | 1 | 900 | 900 | 900
SP101S-D | LANE MILE | PREPARING RIGHT-OF-WAY (DEBRIS REMOVAL) | 1 | 1400 | 1400 | 1400
SP102S-C | LS | CLEARING AND GRUBBING | 1 | 20000 | 20000 | 20000
SP102S-TR | EA | TREE TRIMMING | 1 | 100 | 100 | 100
SP102S-TR | EA | TREE TRIMMING (14'' CLEAR) | 1 | 100 | 100 | 100
SP104S-AC | SF | REMOVE ASPHALTIC CONCRETE | 1 | 0.66 | 0.66 | 0.66
SP104S-SQ | SF | REMOVE PC CONCRETE SIDEWALK AND DRIVEWAY (QUANTITY LESS THAN 500 SF) | 1 | 2 | 2 | 2
SP110S-A-UD | CY | Excavation over Utility Duct Bank | 2 | 27.5 | 25 | 30
SP111S-C | CY | EXCAVATION | 1 | 45 | 45 | 45
SP120S | CY | EXCAVATION-WET POND, PLAN QUANTITY PER CUBIC YARD (INCLUDES HYDRAULIC SEDIMENT REMOVAL/DEWATERING, TRUCKING COSTS, LANDFILL DISPOSAL FEE, AND SEDIMEN~1~67~67~67~
SP132S-A | CY | Embankment (Fill behind retaining wall east of Pleasant Valley and fill behind headwall at 7th and Pleasant Valley) | 1 | 35 | 35 | 35
SP132S-B | LS | EMBANKMENT | 1 | 25000 | 25000 | 25000
SP201 | SY | 24" MOISTURE TREATED CLAY | 1 | 3 | 3 | 3
SP201S | SY | Subgrade Preparation | 2 | 2.625 | 2.25 | 3
SP201S-R | CY | Rework Unstable Subgrade | 2 | 9 | 5 | 13
SP210S | LF | FLEXIBLE BASE FOR TRENCH REPAIR | 1 | 6 | 6 | 6
SP210S-B | L.F | FLEXIBLE BASE (12-IN. COMPACTED SECTION) | 1 | 30 | 30 | 30
SP210S-C | L.F | FLEXIBLE BASE (14-IN. COMPACTED SECTION) | 1 | 32 | 32 | 32
SP340S-B3 | SY | Hot Mix Asphaltic Concrete Pvmt, 3 inches, Type C, SBS Modified Surface Course for E 7th St | 2 | 12.4 | 12 | 12.8
SP340S-C (TYPC) | LF | HMAC PAVEMENT, 3", TYPE C. (PERMANENT TRENCH REPAIRS ON COLLECTOR STREETS) | 1 | 45 | 45 | 45
SP340S-D (TYPD) | LF | HMAC PAVEMENT, 2", TYPE D. (PERMANENT TRENCH REPAIRS ON COLLECTOR STREETS) | 1 | 35 | 35 | 35
SP340S-TR1 | L.F. | HMAC TYPE D 2 IN MIN. OVER 12 IN FLEXIBLE BASE | 1 | 20 | 20 | 20
SP340S-TR2 | L.F. | HMAC TYPE D 2 IN MIN. OVER 14 IN FLEXIBLE BASE | 1 | 50 | 50 | 50
SP340S-TR3 | L.F. | HMAC TYPE D 3 IN MIN. OVER 9 IN CONCRETE PAVEMENT | 1 | 34 | 34 | 34
SP360S-D | L.F. | 9-IN. CONCRETE PAVEMENT, PER COA STANDARD | 1 | 65 | 65 | 65
SP360S-D | SF | Concrete Pavement (Bands at Street Pavers) | 2 | 10.5 | 9 | 12
SP402-TR | LF | CLSM FOR TRENCH REPAIR | 4 | 24.25 | 22 | 25
SP402S-1 | LF | CONTROLLED LOW STRENGTH MATERIAL FOR PIPE BEDDING, COMPLETE AND IN PLACE | 1 | 30 | 30 | 30
SP402S-TR | LF | CONTROLLED LOW STRENGTH MATERIAL (RCP PIPE) | 1 | 22 | 22 | 22
SP402S-TR | LF | CONTROLLED LOW STRENGTH MATERIAL FOR TRENCH REPAIR PER LF | 1 | 20 | 20 | 20
SP403S-6 | SY | 6" MAINTENANCE DRIVE (EXPOSED AGGREGATE) | 1 | 54 | 54 | 54
SP407S.SY-10 | SY | 10 in. Fibrous Concrete Pavement | 2 | 56.52 | 45 | 68.04
SP407S.SY-11 | SY | 11 in. Fibrous Concrete Pavement (High Early Strength) | 1 | 71.92 | 71.92 | 71.92
SP407S.SY-11 | SY | 11 in. Fibrous Concrete Pavement (High Early Strength) | 1 | 55 | 55 | 55
SP414S-B | CY | CONCRETE RETAINING WALL & FOOTING, INCLUDING REINFORCEMENT AND EXCAVATION | 1 | 150 | 150 | 150
SP414S-C | S.F. | CAST IN PLACE PORTLAND CEMENT CONCRETE RETAINING WALL | 1 | 1000 | 1000 | 1000
SP414S-C | SF | CAST-IN-PLACE PORTLAND CEMENT CONCRETE RETAINING WALL, INCLUDING REINFORCEMENT | 1 | 30.72 | 30.72 | 30.72
SP414S-CSF | SF | Cast-in-place Portland Cement Concrete Retaining Wall, Including Reinforcement | 3 | 58.4067 | 40 | 80
SP414S-LW | LF | Landscape Wall | 2 | 70.065 | 60.13 | 80
SP430S-BL | LF | PC CONCRETE CURB & GUTTER (LOW EXPANSIVE SOIL CONDITIONS) | 1 | 18.1 | 18.1 | 18.1
SP430S-BM | LF | PC CONCRETE CURB & GUTTER (MODERATE TO HIGH EXPANSIVE SOIL CONDITIONS) | 1 | 18.1 | 18.1 | 18.1
SP430S-CM | EA | RELOCATION OF CAPITOL METRO BUS STOP, INCL. P.C. CONCRETE SLAB, BENCH, AND ROUTE SIGN | 1 | 10000 | 10000 | 10000
SP430S-PC | LF | 6" Concrete Paver Curb | 2 | 48.6 | 27.2 | 70
SP430S-R | LF | REMOVE AND REPLACE P.C. CONCRETE CURB AND GUTTER | 1 | 40 | 40 | 40
SP432-RP-1M | EA | NEW PC SIDEWALK RAMP WITH LANDING AND PAVERS (TYPE 1) (MODERATE TO HIGH EXPANSIVE SOIL CONDITIONS) | 1 | 1200 | 1200 | 1200
SP432-S-R | SF | RECONSTRUCT CONCRETE SIDEWALK TO ORIGINAL THICKNESS, INCL. REMOVAL OF EXISTING SIDEWALK | 1 | 15 | 15 | 15
SP432S-4L | SF | PC CONCRETE SIDEWALKS, 4 INCH THICKNESS (LOW EXPANSIVE SOIL CONDITIONS) | 1 | 3.33 | 3.33 | 3.33
SP432S-5.5M | SF | PC CONCRETE SIDEWALK, 5.5 INCH THICKNESS (MODERATE TO HIGH EXPANSIVE SOIL CONDITIONS) | 1 | 3.88 | 3.88 | 3.88
SP432S-MS | SF | Mowing Strip | 2 | 12.5 | 10 | 15
SP432S-PCR-1 | LF | PEDESTRIAN HANDRAIL (STANDARD 707S-1) | 1 | 50 | 50 | 50
SP432S-RP-1AL | EA | NEW PC SIDEWALK RAMP WITH LANDING AND PAVERS (TYPE 1A) (LOW EXPANSIVE SOIL CONDITIONS) | 1 | 1100 | 1100 | 1100
SP432S-RP-1AM | EA | NEW PC SIDEWALK RAMP WITH LANDING AND PAVERS (TYPE 1A) (MODERATE TO HIGH EXPANSIVE SOIL CONDITIONS) | 1 | 1100 | 1100 | 1100
SP432S-RP-1BL | EA | NEW PC SIDEWALK RAMP WITH LANDING AND PAVERS (TYPE 1B) (LOW EXPANSIVE SOIL CONDITIONS) | 1 | 1100 | 1100 | 1100
SP432S-RP-1BM | EA | NEW PC SIDEWALK RAMP WITH LANDING AND PAVERS (TYPE 1B) (MODERATE TO HIGH EXPANSIVE SOIL CONDITIONS) | 1 | 1100 | 1100 | 1100
SP432S-RP-1L | EA | NEW PC SIDEWALK RAMP WITH LANDING AND PAVERS (TYPE 1) (LOW EXPANSIVE SOIL CONDITIONS) | 1 | 1200 | 1200 | 1200
SP432S-SWF | EA | Sidewalk Flume | 1 | 1000 | 1000 | 1000
SP432SR-5 | SF | 5" P.C. SIDEWALK (EXPOSED AGGREGATE) | 1 | 5.5 | 5.5 | 5.5
SP433-C1 | EA | TYPE II PC CONCRETE DRIVEWAY WITH ACCESS GATE (FOR DRIVEWAY AT FM 1327) | 1 | 8100 | 8100 | 8100
SP433-C2 | EA | TYPE II PC CONCRETE DRIVEWAY WITH ACCESS GATE (FOR DRIVEWAY AT BRADSHAW RD) | 1 | 8100 | 8100 | 8100
SP433S-A | SY | P.C. CONCRETE PAVEMENT, 5-INCHES, FOR CONCRETE DRIVEWAY | 1 | 45 | 45 | 45
SP433S-BL | SF | FLARED TYPE I PC CONCRETE DRIVEWAY (LOW EXPANSIVE SOIL CONDITIONS) | 1 | 4.5 | 4.5 | 4.5
SP433S-CL | SF | TYPE I PC CONCRETE DRIVEWAY (LOW EXPANSIVE SOIL CONDITIONS) | 1 | 4.5 | 4.5 | 4.5
SP433S-CM | SF | TYPE II PC CONCRETE DRIVEWAY (MODERATE TO HIGH EXPANSIVE SOIL CONDITIONS) | 1 | 4.5 | 4.5 | 4.5
SP433S-T | LS | TEMPORARY DRIVEWAY, INCLUDING REMOVAL AND SITE RESTORATION | 1 | 2000 | 2000 | 2000
SP480SSP | SF | Concrete Paver Units for Street Pavers, 3-1/8 Inch Thickness | 2 | 4.4 | 4.3 | 4.5
SP501S-48 | LF | JACKING OR BORING 48" (MINIMUM) DIA. STEEL PIPE | 1 | 700 | 700 | 700
SP501S-P1 | EA | BORE ENTRY PIT, PER PLAN DIMENSIONS | 1 | 20000 | 20000 | 20000
SP501S-P2 | EA | BORE EXIT PIT, PER PLAN DIMENSIONS. | 1 | 10000 | 10000 | 10000
SP504S-1WW | EA | ADJUST WASSTEWATER MANHOLE TO GRADE | 1 | 800 | 800 | 800
SP504S-1WW | EA | ADJUSTING WASTEWATER MANHOLE TO GRADE | 1 | 375 | 375 | 375
SP504S-4MB | EA | RELOCATE OR REMOVE AND REPLACE MAILBOX | 1 | 100 | 100 | 100
SP504S-EM | EA | ADJUST ELECTRIC METER MANHOLE TO GRADE | 1 | 400 | 400 | 400
SP504S-MB | EA | RELOCATE OR REPLACE MAILBOX | 1 | 100 | 100 | 100
SP504S-MH | EA | ADJUSTING MANHOLES TO GRADE | 1 | 2500 | 2500 | 2500
SP504S-U | EA | ADJUST UTLITY BOX TO GRADE | 1 | 425 | 425 | 425
SP506 DWW-RR | EA | Remove Existing Wastewater Manhole and Replace with Wastewater Drop Manhole w/ Pre-cast Base, 48┐ Dia. | 1 | 5200 | 5200 | 5200
SP506 MWW-RR | EA | Remove Existing Wastewater Manhole and Replace with Standard Pre-cast Wastewater Manhole w/ Pre-cast Base, 48┐ Dia. | 1 | 4800 | 4800 | 4800
SP506 MWW-RR | EA | Remove Existing Wastewater Manhole and Replace with Standard Pre-cast Wastewater Manhole with Pre-cast Base, 48┐ Dia. | 1 | 10000 | 10000 | 10000
SP506-ABRWW | EA | ABANDONMENT, REMOVAL AND DISPOSAL OF EXISTING WASTEWATER MANHOLES | 1 | 3000 | 3000 | 3000
SP506-SWW | LS | SPECIAL MANHOLE, 12 FT DIA | 1 | 105000 | 105000 | 105000
SP506-SWW | LS | SPECIAL MANHOLE, 8 FT DIA | 1 | 27000 | 27000 | 27000
SP506-WV10 | EA | WATER VAULT, 10-FOOT DIA (ALL DEPTHS) | 1 | 30000 | 30000 | 30000
SP506-WV10 | EA | WATER VAULT, 10-FOOT DIA., COMPLETE IN PLACE | 1 | 30000 | 30000 | 30000
SP506-WV14X10 | EA | WATER VAULT, 14-FOOT X 10-FOOT, COMPLETE IN PLACE | 1 | 34000 | 34000 | 34000
SP506-WV8 | EA | WATER VAULT, 8-FOOT DIA., COMPLETE IN PLACE | 1 | 26000 | 26000 | 26000
SP506-WW1 | LS | OCWWTP ACCESS MANHOLE | 1 | 350000 | 350000 | 350000
SP506-WW2 | LS | ONION ACCESS MANHOLE | 1 | 375000 | 375000 | 375000
SP506-WW3 | LS | STRATFORD ACCESS MANHOLE | 1 | 435000 | 435000 | 435000
SP506S-DDWW-5/4 | EA. | DROP DEEP MANHOLE, 5 FT DIAM. BASE, 4 FT DIAM STACK | 1 | 20000 | 20000 | 20000
SP506S-DDWW-6/4 | EA. | DROP DEEP MANHOLE, 6 FT DIAM. BASE, 4 FT DIAM STACK | 1 | 24000 | 24000 | 24000
SP506S-DPWW-5/4 | EA. | DEEP MANHOLE, 5 FT DIAM. BASE, 4 FT DIAM STACK | 1 | 20000 | 20000 | 20000
SP506S-DPWW-6/4 | EA. | DEEP MANHOLE, 6 FT DIAM. BASE, 4 FT DIAM STACK | 1 | 20000 | 20000 | 20000
SP506S-DPWW-6/6 | EA. | DEEP MANHOLE, 6 FT DIAM. BASE, 6 FT DIAM STACK | 1 | 35000 | 35000 | 35000
SP506S-EDM 4 | V.F. | EXTRA DEPTH 4 FT DIAMETER MANHOLE | 1 | 500 | 500 | 500
SP506S-EDM 5 | V.F. | EXTRA DEPTH 5 FT DIAMETER MANHOLE | 1 | 600 | 600 | 600
SP506S-EDM-6 | V.F. | EXTRA DEPTH 6 FT DIAMETER MANHOLE | 1 | 700 | 700 | 700
SP506S-EL | L.S. | LOCATE EXIST MANHOLE 118772 BY SUE METHODS | 1 | 1200 | 1200 | 1200
SP506S-MWW-4 | EA. | NORMAL DEPTH MANHOLE, 4 FT DIAMETER | 1 | 5000 | 5000 | 5000
SP506S-RM-4 | EA. | REMOVE AND DISPOSE SXISTING MANHOLE, 4 FT DIAM. | 1 | 2000 | 2000 | 2000
SP508 S-SB | EA | SIDEWALK BRIDGE AT FLUME CROSSING | 1 | 12000 | 12000 | 12000
SP508-I20A | EA | INLET, TYPE A - 20'' | 1 | 12000 | 12000 | 12000
SP508S | EA | CONCRETE VALVE BOX 4'' X 6'' X 4'', INCLUDING EXCAVATION AND BACKFILL (SOUTH POND) | 1 | 9000 | 9000 | 9000
SP508S-I10A | EA | INLET, TYPE A - 10'' | 1 | 5200 | 5200 | 5200
SP508S-IA | EA | INLET, 4-SIDED AREA | 1 | 2500 | 2500 | 2500
SP508S-IG | EA | INLET, GRATED, 4'' X 4'' | 1 | 20000 | 20000 | 20000
SP509S-1 | LF | TRENCH EXCAVATION SAFETY PROTECTION (ALL DEPTHS) (FOR BORE PITS) | 1 | 50 | 50 | 50
SP509S-2 | SF | SPECIAL SHORING (ALL DEPTHS) (FOR TUNNEL ACCESS SHAFTS) | 1 | 10 | 10 | 10
SP509S-2 | SF | SPECIAL SHORING FOR STORMWATER MANAGEMENT PONDS (ALL DEPTHS) | 1 | 2.5 | 2.5 | 2.5
SP509S-2 | SF | SPECIAL SHORING FOR TUNNEL SHAFTS (ALL DEPTHS) | 1 | 1 | 1 | 1
SP509S-2 | SF | SPECIAL SHORING FOR TUNNEL SHAFTS, COMPLETE IN PLACE | 1 | 1 | 1 | 1
SP510-AB | L.F. | ABANDONMENT OF WW PIPE ALL SIZES | 1 | 5 | 5 | 5
SP510-ABDW | EA | CUT AND PLUG EXISTING ABOANDONED 3/4" COPPER WATER SERVICE LINE. | 1 | 375 | 375 | 375
SP510-ABDWW | EA | CUT AND PLUG EXISTING ABANDONED 6" CONCRETE WW SERVICE LINE. | 1 | 750 | 750 | 750
SP510-ABWW | EA | CUT AND PLUG EXISTING 10" ABANDONED WW LINE | 1 | 2000 | 2000 | 2000
SP510-ARW-12RJ | LF | PIPE, 12" RESTRAINED JOINT DUCTILE IRON, AWWA C-150, CL350. | 1 | 95 | 95 | 95
SP510-ARW-24 | LF | PIPE, 24" DUCTILE IRON, AWWA C-151, CL250. (ALL DEPTHS) INCL. EXCAVATION, BEDDING AND BACKFILL | 1 | 110 | 110 | 110
SP510-ARW-24RJ | LF | PIPE, 24" FACTORY RESTRAINED JOINT DUCTILE IRON, AWWA C-151, CL250, INCL. PIPE JOINT RESTRAINT AND BLOCKING, EXCAVATION, BEDDING, AND BACKFILL. | 1 | 152 | 152 | 152
SP510-ARW-4RJ | LF | PIPE, 4" RESTRAINED JOINT DUCTILE IRON, AWWA C-150, CL350. (ALL DEPTHS) | 1 | 55 | 55 | 55
SP510-ARW-8 | LF | PIPE, 8" C-900 PVC (ALL DEPTHS) | 1 | 65 | 65 | 65
SP510-ASD | LF | PIPE RCP CLASS III TYPE, INSTALLED IN STEEL ENCASEMENT, 24" | 1 | 50 | 50 | 50
SP510-ASD | LF | PIPE RCP CLASS III TYPE, INSTALLED IN STEEL ENCASEMENT, 36" DIA | 1 | 60 | 60 | 60
SP510-AW-16 | LF | PIPE, 16" DUCTILE IRON, AWWA C-151, CL250. (ALL DEPTHS) | 1 | 180 | 180 | 180
SP510-AW-24 | LF | PIPE, 24" DUCTILE IRON, AWWA C-151, CL250. (ALL DEPTHS) | 1 | 300 | 300 | 300
SP510-AW-30-08-10 | LF | PIPE, 30" DUCTILE IRON, AWWA C-151, CL250. (ALL DEPTHS) | 1 | 170 | 170 | 170
SP510-AW-30-10-12 | LF | PIPE, 30" DUCTILE IRON, AWWA C-151, CL250. (10''-12'') | 1 | 160 | 160 | 160
SP510-AW-30-12-14 | LF | PIPE, 30" DUCTILE IRON, AWWA C-151, CL250. (12''-14'') | 1 | 180 | 180 | 180
SP510-AW-30-14-16 | LF | PIPE, 30" DUCTILE IRON, AWWA C-151, CL250. (14''-16'') | 1 | 210 | 210 | 210
SP510-AW-30-CP | LF | PIPE, 30" FACTORY RESTRAINED JOINT DUCTILE IRON, AWWA C-151, CL250. (CARRIER PIPE) | 1 | 220 | 220 | 220
SP510-AW-30-RJ-08-10 | LF | PIPE, 30" FACTORY RESTRAINED JOINT DUCTILE IRON, AWWA C-151, CL250. (8''-10'') | 1 | 250 | 250 | 250
SP510-AW-30-RJ-10-12 | LF | PIPE, 30" FACTORY RESTRAINED JOINT DUCTILE IRON, AWWA C-151, CL250. (10''-12'') | 1 | 250 | 250 | 250
SP510-AW-30-RJ-12-14 | LF | PIPE, 30" FACTORY RESTRAINED JOINT DUCTILE IRON, AWWA C-151, CL250. (12''-14'') | 1 | 260 | 260 | 260
SP510-AW-30-RJ-14-16 | LF | PIPE, 30" FACTORY RESTRAINED JOINT DUCTILE IRON, AWWA C-151, CL250. (14''-16'') | 1 | 310 | 310 | 310
SP510-AW-30-RJ-16-20 | LF | PIPE, 30" FACTORY RESTRAINED JOINT DUCTILE IRON, AWWA C-151, CL250. (16''-20'') | 1 | 310 | 310 | 310
SP510-AW-DEM | LS | DEMOLISH, REMOVE, TRANSPORT, AND DISPOSE OF ABANDONED 10" CONCRETE WASTEWATER LINE AND MANHOLES BETWEEN STATIONS 6+50 AND 16+79.11 (REFERENCE PROFIL~1~15000~15000~15000~
SP510-AW36-WSPCAR | LF | CARRIER PIPE, 36-INCH DIA., AWWA C-200 WELDED STEEL, (ALL DEPTHS) INSTALLED IN CASING, COMPLETE IN PLACE | 1 | 200 | 200 | 200
SP510-AW36-WSPV | VF | VERTICAL PIPE, 36-INCH DIA., AWWA C-200 WELDED STEEL (ALL DEPTHS), INCLUDING EXCAVATION AND BACKFILL, COMPLETE IN PLACE | 1 | 450 | 450 | 450
SP510-AW42-WSPV | VF | VERTICAL PIPE, 42-INCH DIA., AWWA C-200 WELDED STEEL (ALL DEPTHS), INCLUDING EXCAVATION AND BACKFILL | 1 | 520 | 520 | 520
SP510-AW42WSPCAR | LF | CARRIER PIPE, 42-INCH DIA, AWWA C-200 WELDED STEEL, (ALL DEPTHS) INSTALLED IN TUNNEL OR SHAFT | 1 | 550 | 550 | 550
SP510-AWRJ12 | LF | PIPE, 12" DIA PVC C900 DR 14 200 PSI (ALL DEPTHS), INCLUDING EXCAVATION AND BACKFILL RESTRAINED WHERE SHOWN ON PLANS | 1 | 75 | 75 | 75
SP510-AWRJ36-CAR | LF | FACTORY RESTRAINED JOINT CARRIER PIPE, 36-INCH DIA., CLASS 250 DUCTILE IRON, (ALL DEPTHS) INSTALLED IN CASING, COMPLETE IN PLACE | 1 | 250 | 250 | 250
SP510-AWRJ36-V | VF | RESTRAINED JOINT VERTICAL PIPE, 36-INCH DIA., CLASS 350 DUCTILE IRON, (ALL DEPTHS) INCLUDING EXCAVATION AND BACKFILL, COMPLETE IN PLACE | 1 | 500 | 500 | 500
SP510-AWRJ8 | LF | PIPE, 8" DIA PVC C900 DR 14 200 PSI (ALL DEPTHS), INCLUDING EXCAVATION AND BACKFILL, RESTRAINED WHERE SHOWN ON PLANS | 1 | 60 | 60 | 60
SP510-AWW-54" DIA | LF | 54" DIA FIBERGLASS-REINFORCED POLYMER-MORTAR PIPE | 1 | 170 | 170 | 170
SP510-AWW8PVC | LF | PIPE, 8" DIA PVC SDR 26 TYPE (ALL DEPTHS), INCLUDING STANDARD GREEN POLYETHYLENE FILM WRAP, EXCAVATION AND BACKFILL - COMPLETE AND IN PLACE | 1 | 90 | 90 | 90
SP510-B-D1.5L-W | EA | NEW DOUBLE WATER SERVICE, LONG (>20 FEET) WITH 1.5" DIA WATER SERVICE TO PROPERTY LINE. INCLUSIVE OF TAPPING TO EXISTING LINE, INSTALLATION OF NEW MET | 1 | 2200 | 2200 | 2200
SP510-B-S1.0S-W | EA | NEW SINGLE WATER SERVICE, SHORT (<20 FEET) WITH 1.0" DIA WATER SERVICE TO THE PROPERTY LINE. INCLUSIVE OF TAPPING TO EXISTING LINE, INSTALLATION OF NE | 1 | 1600 | 1600 | 1600
SP510-BDWW | EA. | INSTALLING OR RECONNECTING LATERAL SERVICE | 1 | 2900 | 2900 | 2900
SP510-BWHT | EA | HAND-TRENCHING FOR WATER SERVICE CONNECTIONS PER EACH IN VICINITY OF TEE CRITICAL ROOT ZONE (THIS ITEM IS IN ADDITION TO THE SERVICE CONNECTION PAY IT | 1 | 3000 | 3000 | 3000
SP510-BWHT | EA | HAND-TRENCHING FOR WATER SERVICE CONNECTIONS PER EACH IN VICINITY OF TREE CRITICAL ROOT ZONE (THIS ITEM IS IN ADDITION TO PAY ITEM 510-BW) | 1 | 275 | 275 | 275
SP510-C&P-W6 | EA | CUT AND PLUG EXISTING 6" AC WATER LINE | 1 | 1600 | 1600 | 1600
SP510-C&P-W8 | EA | CUT AND PLUG EXISTING 8" AC WATER LINE | 1 | 1600 | 1600 | 1600
SP510-CU | EA | FIELD-VERIFY LOCATION AND DEPTH OF CRITICAL UTILITIES | 1 | 1000 | 1000 | 1000
SP510-EP | EA | ENCASED PIPE CL150 MINIMUM INSTALLATION OF 30" DUCTILE IRON, AWWA C-151 CL250 WITH CASING SPACERS AND END CAPS TO COMPLY WITH TCEQ MANHOLE SEPARATIO~1~10000~10000~10000~
SP510-HDPE-30" DIA | LF | HIGH DENSITY POLYETHYLENE PIPE, 30" DIA PIPE (ALL DEPTHS) | 1 | 300 | 300 | 300
SP510-HDPE-36" DIA | LF | HIGH DENSITY POLYETHYLENE PIPE, 36" DIA PIPE (ALL DEPTHS) | 1 | 600 | 600 | 600
SP510-L6 | EA | CUT/PLUG EXISTING 6" WATER LINE | 1 | 500 | 500 | 500
SP510-L8 | EA | CUT/PLUG EXISTING 8" WATER LINE | 1 | 500 | 500 | 500
SP510-LW | EA | CUT/PLUG EXISTING WATER LINE | 1 | 200 | 200 | 200
SP510-LW | EA | FLANGE INSULATION GASKET KIT, 36-INCH DIA., COMPLETE IN PLACE | 1 | 2000 | 2000 | 2000
SP510-LW | EA | FLANGE INSULATION GASKET KIT, 42-INCH DIA | 1 | 2000 | 2000 | 2000
SP510-LWW | EA | CUT/PLUG EXISTING WASTEWATER LINE | 1 | 500 | 500 | 500
SP510-LWW | LS | ZACHARY SCOTT 36" DROP CONNECTION | 1 | 25000 | 25000 | 25000
SP510-MW | LF | TUNNEL ANNULUS BACKFILL | 1 | 57 | 57 | 57
SP510-MW | LF | TUNNEL ANNULUS BACKFILL, COMPLETE AND IN PLACE | 1 | 50 | 50 | 50
SP510-NW | EA | RESTRAINED INSULATING FLEXIBLE COUPLING, 36-INCH DIA., COMPLETE IN PLACE | 1 | 2000 | 2000 | 2000
SP510-PM36 | LF | PARTICLE MIGRATION PREVENTION (FILTER FABRIC) FOR 36-INCH WATER PIPE | 1 | 29 | 29 | 29
SP510-PWW | EA | PRESSURE AND LEAKAGE TEST OF WASTEWATER AS SPECIFIED IN AWWA C600 STANDARDS AND SPECIFICATION SECTION 510 (WHERE NEW WL X-ING UNDER EXISTING WWL) | 1 | 500 | 500 | 500
SP510-R-6-SL-WW | EA | REPLACE SINGLE WASTEWATER SERVICE CONNECTION, 6" DIA, LONG (> 20''), TO MAIN (INCLUDING FITTINGS, BEDDING, EXCAVATION, BACKFILL & CLEANOUT, AND SITE R | 1 | 1725 | 1725 | 1725
SP510-R-D1.5L-W | EA | REPLACEMENT DOUBLE WATER SERVICE, LONG (>20 FEET) WITH 1.5" DIA WATER SERVICE TO THE PROPERTY LINE. INCLUSIVE OF TAPPING TO EXISTING LINE, INSTALLATIO | 1 | 2100 | 2100 | 2100
SP510-R-D1.5S-W | EA | REPLACEMENT DOUBLE WATER SERVE, SHORT (<20 FEET) WITH 1.5" DIA WATER SERVICE TO THE PROPERTY LINE. INCLUSIVE OF RECONNECTING, TAPPING TO EXISTING LINE | 1 | 1500 | 1500 | 1500
SP510-R-S1.0S-W | EA | REPLACEMENT SIGNAL WATER SERVICE, SHORT (<20 FEET0 WITH 1.0" DIA WATER SERVICE TO THE PROPERTY LINE. INCLUSIVE OF TAPPING EXISTING LINE, INSTALLATION | 1 | 1600 | 1600 | 1600
SP510-SCS | LS | SERVICE CONNECTION STAKING | 1 | 1000 | 1000 | 1000
SP510-WS36 | EA | WATER STOP FOR 36-INCH PIPE BEDDING | 1 | 1000 | 1000 | 1000
SP510-WW4ADCO | EA | ADJUSTING WASTEWATER CLEAN OUT TO GRADE | 1 | 120 | 120 | 120
SP510-XRW | LS | BACKFLOW PREVENTION ASSEMBLY REMOVAL. | 1 | 300 | 300 | 300
SP511-J | EA | REMOVAL OF EXISTING 4" C.A.V. INSTALLATION BEHIND FUTURE CURB | 1 | 14730 | 14730 | 14730
SP511S | EA | ONE-WAY FLAP VALVE | 1 | 500 | 500 | 500
SP511S-B-R | EA | Repositioning and Adjusting Fire Hydrant | 1 | 1200 | 1200 | 1200
SP511S-BX | EA | ABANDON FIRE HYDRANT | 1 | 500 | 500 | 500
SP511S-DC | EA | DEBRIS CAP | 1 | 96.65 | 96.65 | 96.65
SP511S-DC | EA | DEBRIS CAPS - PER EACH | 1 | 100 | 100 | 100
SP511S-E-H | EA | DRAIN HYDRANT ASSEMBLY | 1 | 1800 | 1800 | 1800
SP511S-G-ARV-3 | EA | AUTOMATIC AIR/VACUUM VALVE ASSEMBLY, 3" DIA. | 1 | 7500 | 7500 | 7500
SP511S-G-ARV-3 | EA | SINGLE BODY COMBINATION AIR RELEASE/AIR VACUUM VALVE, 3" DIA. | 1 | 7000 | 7000 | 7000
SP511S-G-ARV-6 | EA | SINGLE BODY COMBINATION AIR RELEASE/AIR VACUUM VALVE, 6" DIA. | 1 | 10000 | 10000 | 10000
SP511S-I | EA | FIRE HYDRANT ABANDONMENT | 1 | 400 | 400 | 400
SP511S-IWSS | EA | WATER SAMPLING STATION ASSEMBLIES WITH TWO (2) STEEL BOLLARD POLES, ITEM #88 FOR FREEZING CLIMATES WITH PEDESTAL FROM THE KUPFERLE FOUNDRY COMPANY OR | 1 | 3500 | 3500 | 3500
SP511S-R-12 | EA | IRON BODY RESILIENT SEATED GATE VALVE, AWWA C509 12" DIA. | 1 | 2500 | 2500 | 2500
SP511S-R-16 | EA | IRON-BODY RESILIENT SEATED GATE VALVE, AWWA C509,16" DIA., INCL. VAULT AND COUPLING | 1 | 10000 | 10000 | 10000
SP511S-R-24 | EA | IRON BODY RESILIENT SEATED GATE VALVE, AWWA C515 24" DIA. | 1 | 15000 | 15000 | 15000
SP511S-R-24 | EA | IRON-BODY RESILIENT SEATED GATE VALVE, AWWA C515,24" DIA., INCL. VAULT AND COUPLING | 1 | 25000 | 25000 | 25000
SP511S-R-30H | EA | IRON-BODY RESILIENT SEATED GATE VALVE, AWWA C515,30" DIA., HORIZONTAL | 1 | 35000 | 35000 | 35000
SP511S-R-30V | EA | IRON-BODY RESILIENT SEATED GATE VALVE, AWWA C515,30" DIA., VERTICAL | 1 | 40000 | 40000 | 40000
SP511S-R-4 | EA | IRON BODY RESILIENT SEATED GATE VALVE, AWWA C509 4" DIA. | 1 | 950 | 950 | 950
SP511S-R-8 | EA | IRON BODY RESILIENT SEATED GATE VALVE, AWWA C509 8" DIA. | 1 | 1400 | 1400 | 1400
SP511S-R12 | EA | IRON BODY RESILIENT SEATED GATE VALVE, 12" DIA. | 1 | 1750 | 1750 | 1750
SP511S-R16 | EA | IRON BODY RESILIENT SEATED GATE VALVE, 16" DIA. | 1 | 3750 | 3750 | 3750
SP511S-R8 | EA | IRON BODY RESILIENT SEATED GATE VALVE, 8" DIA. | 1 | 1000 | 1000 | 1000
SP511S-X | EA | ABANDON VALVE | 1 | 79.16 | 79.16 | 79.16
SP551-A | LS | PIPE UNDERDRAIN- CLEAN 100'' OF EXISTING 6" UNDERDRAIN PIPE | 1 | 4200 | 4200 | 4200
SP551-B | LS | PIPE UNDERDRAIN- RISER PIPE IN WATER QUALITY POND | 1 | 2000 | 2000 | 2000
SP551-C | LS | DETENTION POND TRASHRACK | 1 | 1850 | 1850 | 1850
SP591 | CY | DRY RIPRAP FOR CHANNEL STABILIZATION | 1 | 120 | 120 | 120
SP591 S-CS | CY | DRY RIPRAP FOR CHANNE STABILIZATION PER CUBIC YARD | 1 | 65 | 65 | 65
SP591 S-CS | CY | DRY RIPRAP FOR CHANNEL STABILIZATION PER CUBIC YARD | 1 | 65 | 65 | 65
SP591D-S | CY | DRY RIPRAP FOR CHANNEL STABILIZATION | 1 | 143.75 | 143.75 | 143.75
SP591S | CY | RIPRAP FOR SLOPE PROTECTION | 1 | 185 | 185 | 185
SP591S-A | SY | Dry Riprap (placed above water) | 1 | 18 | 18 | 18
SP591S-B | LF | LARGE ROCK BLOCKS, COMPLETE AND IN PLACE | 1 | 70 | 70 | 70
SP591S-B | LF | LIMESTONE BLOCK SLOPE STABILIZATION | 1 | 63 | 63 | 63
SP591S-B | SY | Dry Riprap (placed under water) | 1 | 44 | 44 | 44
SP591S-C | SY | Mortared Rock Riprap (with weed barrier) | 1 | 25 | 25 | 25
SP591S-D | SY | MORTARED ROCK RIPRAP | 1 | 20 | 20 | 20
SP591S-D | SY | Mortared Rock Riprap (no weed barrier) | 1 | 32 | 32 | 32
SP591S-RR | LS | REMOVAL AND REPAIR OF CONCRETE RIPRAP | 1 | 1000 | 1000 | 1000
SP594-A | LS | GABIONS, DEMOLITION AND RESTORATION | 1 | 8500 | 8500 | 8500
SP594S-A | LS | GABION REPAIR | 1 | 750 | 750 | 750
SP602S | SY | BUFFALO BLOCK SODDING | 1 | 5 | 5 | 5
SP602S-A | SY | Buffalo Block Sodding (with Blue Gramma overseed) | 1 | 4 | 4 | 4
SP602S-ALL | SY | ALL TYPES OF SODDING | 1 | 4.5 | 4.5 | 4.5
SP602S-ALL | SY | SODDING, ALL TYPES | 1 | 4.5 | 4.5 | 4.5
SP602S-D | SY | BUFFALO GRASS SOD WITH BLUE GRAMMA OVERSEEDING | 1 | 4.59 | 4.59 | 4.59
SP602S-D | SY | BUFFALO GRASS SODDING WITH BLUE GAMMA OVERSEEDING | 1 | 10 | 10 | 10
SP602S-E | SY | 609'' BUFFALOGRASS BLOCK SODDING | 1 | 5 | 5 | 5
SP604S-G | AC | BROADCAST SEEDING, TXDOT STANDARD SPECIFICATION 164 | 3 | 700 | 700 | 700
SP606S | LS | SOIL TESTING PER SP606.1 ROOT ZONE INJECTION OF PACLOBUTRAZOL PER SP606.2 FERTILIZATION OF TREE PER SP606.3 ISA-CERTIFIED ARBORIST, ON-SITE SUPERVISIO | 1 | 2000 | 2000 | 2000
SP607 | SY | SLOPE STABILIZATION SYSTEM | 1 | 155 | 155 | 155
SP608S-1 | EA | PLANTING TYPE: AGAVE, CENTURY PLANT, 10 GALLON | 1 | 200 | 200 | 200
SP608S-1-BY | EA | Planting Type Beaked Yucca, Specimen Quality, Matched, Size 10'' Height | 1 | 800 | 800 | 800
SP608S-1-ML | EA | Planting Type Mountain Laurel,12'' Ht., Specimen Quality, Matched; Including backfill and mulch, Size 3" Caliper | 1 | 1000 | 1000 | 1000
SP608S-1-RY | EA | Planting Type Red Yucc, including backfill and mulch, Size 10 Gal. | 1 | 100 | 100 | 100
SP608S-1-TS | EA | Planting Type Texas Sotol, Including backfill and mulch, Size 10 Gal | 1 | 100 | 100 | 100
SP608S-1-WP | EA | Wet Pond Plants (1 Gallon) | 1 | 8.84 | 8.84 | 8.84
SP608S-2 | EA | PLANTING TYPE: PRICKLY PEAR CACTUS, 10 GALLON | 1 | 75 | 75 | 75
SP608S-3 | EA | Autumn Sage (1 Gallon) | 1 | 6.76 | 6.76 | 6.76
SP608S-3 | EA | ONE GALLON PLANTINGS (MUHLEYS) FOR VFS | 1 | 10 | 10 | 10
SP608S-3 | EA | PLANTING TYPE: TEXAS SAGE, 5 GALLON | 1 | 110 | 110 | 110
SP608S-3 | LS | LANDSCAPE AND PLANTING REMOVAL AND REPLACEMENT FOR PARCELS 4558.26 AND 4558.31, COMPLETE IN PLACE | 1 | 10000 | 10000 | 10000
SP608S-4 | EA | PLANTING TYPE: YUCCA, PALE LEAF, 1 GALLON | 1 | 15 | 15 | 15
SP608S-5 | EA | PLANTING TYPE: ROCK PENSTAMON, 1 GALLON | 1 | 15 | 15 | 15
SP608S-6 | EA | PLANTING TYPE: VERBENA, 1 GALLON | 1 | 15 | 15 | 15
SP608S-7 | EA | PLANTING TYPE: BULBINE, 1 GALLON | 1 | 15 | 15 | 15
SP609S-I | EA | EXTENDED IRRIGATION | 1 | 500 | 500 | 500
SP609S-J | EA | INTEGRATED PEST MANAGEMENT | 1 | 2000 | 2000 | 2000
SP609S-TXDOT | LS | SEEDING AND PLANTING FOR EROSION CONTROL WITHIN TXDOT ROW, TXDOT SPEC | 1 | 1580 | 1580 | 1580
SP610S-A | LF | MAINTENANCE/REMOVAL OF PROTECTIVE FENCING TYPE A CHAIN LINK FENCE | 1 | 21.01 | 21.01 | 21.01
SP610S-E | LS | BARK MULCH FOR TREE ROOT PROTECTION | 1 | 1500 | 1500 | 1500
SP610S-E | LS | BARK MULCH FOR TREE ROOT PROTECTION, COMPLETE IN PLACE | 1 | 1000 | 1000 | 1000
SP610S-F | LS | TREE AND ROOT PRUNING BY CERTIFIED ARBORIST | 1 | 25000 | 25000 | 25000
SP610S-F | LS | TREE AND ROOT PRUNING BY CERTIFIED ARBORIST, COMPLETE IN PLACE | 1 | 13000 | 13000 | 13000
SP610S-P | EA | TREE TRUNK PROTECTION - WOODEN PLANKING | 1 | 200 | 200 | 200
SP610S-P | EA | TREE TRUNK PROTECTION-WOODEN PLANKING | 1 | 200 | 200 | 200
SP610S-PL | EA | TREE PROTECTION (PLANKING PER TREE) | 1 | 55 | 55 | 55
SP610S-R1 | EA | REMEDIAL TREE CARE (AERATION AND SUPPLEMENT NUTRIENT APPLICATION) PRE-CONSTRUCTION | 1 | 100 | 100 | 100
SP610S-R1 | EA | REMOVAL OF EXISTING TREES, > 18" DIAMETER | 1 | 400 | 400 | 400
SP610S-R1 | EA | TREE REMOVAL, 2" - 9" DIA. PER EACH [REMOVAL WILL ONLY BE WITH EXPRESS WRITTEN APPROVAL OF WATERSHED PROTECTION. ALL EFFORTS WILL BE MADE TO AVOID TRE | 1 | 350 | 350 | 350
SP610S-R2 | EA | REMEDIAL TREE CARE (AERATION AND SUPPLEMENT NUTRIENT APPLICATION) POST-CONSTRUCTION | 1 | 100 | 100 | 100
SP610S-R2 | EA | TREE REMOVAL, 10" - 18" DIA. PER EACH [REMOVAL WILL ONLY BE WITH EXPRESS WRITTEN APPROVAL OF WATERSHED PROTECTION. ALL EFFORTS WILL BE MADE TO AVOID T | 1 | 500 | 500 | 500
SP610S-R3 | EA | TREE REMOVAL, > 18" DIA. PER EACH [REMOVAL WILL ONLY BE WITH EXPRESS WRITTEN APPROVAL OF WATERSHED PROTECTION. ALL EFFORTS WILL BE MADE TO AVOID TREE | 1 | 800 | 800 | 800
SP610S-RR | EA | REMOVAL AND REPLACEMENT OF EXISTING TREES AND REMOVAL OF STUMP | 1 | 450 | 450 | 450
SP610S-TM | EA | Remedial Tree Care (Tree Mitigation) | 2 | 350 | 200 | 500
SP610S-TR | EA | REMOVAL OF VARIOUS TREES | 1 | 120 | 120 | 120
SP640S-RR | LS | REMOVAL AND REPAIR OF ROCK WALL | 1 | 500 | 500 | 500
SP641S | EA | MAINTENANCE/REMOVAL OF STABILIZED CONSTRUCTION ENTRANCE | 1 | 2100 | 2100 | 2100
SP641S | EA | STABILIZED CONSTRUCTION ENTRANCE | 1 | 1000 | 1000 | 1000
SP641S | LF | PERMANENT STABILIZED ACCESS ROAD | 1 | 30 | 30 | 30
SP641S | LF | ROCK ACCESS DRIVE | 1 | 40 | 40 | 40
SP641S | SY | STABILIZED CONSTRUCTION ENTRANCE | 1 | 14 | 14 | 14
SP641S-1 | SY | STABILIZED CONSTRUCTION ENTRANCE WITH TEMPORARY DRAINAGE CONVEYANCE | 1 | 16 | 16 | 16
SP641S-2 | EA | STABILIZED CONSTRUCTION ENTRANCE WITH CONCRETE WASHOUT AREA (SEE STANDARD CWA-1) | 1 | 2000 | 2000 | 2000
SP641S-A | SF | CONSTRUCTION ACCESS PATH INSTALLATION AND REMOVAL OF: 6-8" LAYER HARDWOOD MULCH | 1 | 2 | 2 | 2
SP641S-B | EA | CONSTRUCTION ACCESS PATH INSTALLATION AND REMOVAL OF: 4'' WIDE TIMBER MATS | 1 | 1 | 1 | 1
SP641S-C | SF | CRANE ACCESS AREA INSTALLATION AND REMOVAL: 6" MIN. OPEN GRADED 3X5" HARDSTONE OVER CHAIN-LINK FENCE | 1 | 3 | 3 | 3
SP641S-I | EA | STABI8LIZED CONSTRUCTION ENTRANCE (INSTALL ONLY) | 1 | 900 | 900 | 900
SP641S-I | EA | STABILIZED CONSTRUCTION ENTRANCE (INSTALL ONLY) | 1 | 2000 | 2000 | 2000
SP641S-R | EA | STABILIZED CONSTRUCTION ENTRANCE (REMOVAL ONLY) | 2 | 400 | 300 | 500
SP641S-R | LF | TEMPORARY STABILIZED CONSTRUCTION ROAD (ALL WIDTHS) | 1 | 15 | 15 | 15
SP642S | LF | MAINTENANCE/REMOVAL OF SILT FENCE FOR EROSION CONTROL | 1 | 2.1 | 2.1 | 2.1
SP700S-BH | LS | MOBILIZATION - BARTON HILLS LOCATION | 1 | 1685 | 1685 | 1685
SP700S-M | LS | MOBILIZATION PAYMENT | 1 | 15000 | 15000 | 15000
SP700S-TMM | LS | ASSIGNMENT MOBILIZATION PAYMENT, MEDIUM ASSIGNMENT | 1 | 4000 | 4000 | 4000
SP700S-TMS | LS | ASSIGNMENT MOBILIZATION PAYMENT, SMALL ASSIGNMENT | 1 | 1000 | 1000 | 1000
SP700S-TMT | EA | ASSIGNMENT MOBILIZATION PAYMENT, TYPICAL ASSIGNMENT | 1 | 3000 | 3000 | 3000
SP701-C-1 | MO | TEMPORARY CHAIN LINK VEHICULAR GATE FOR TEMPORARY STAGING AND STORAGE AREA. | 1 | 200 | 200 | 200
SP701S-C | EA | TEMPORARY CHAIN LINK VEHICULAR GATE, 7 FOOT X 10 FOOT | 1 | 275 | 275 | 275
SP701S-C | EA | CHAIN LINK VEHICULAR GATE (MAINTENANCE GATE) | 1 | 3000 | 3000 | 3000
SP701S-CD-1 | EA | UTILITY TUBE VEHICULAR DOUBLE SWING GATE, 4 FOOT X 10 FOOT | 1 | 1000 | 1000 | 1000
SP701S-CD-2 | EA | UTILITY TUBE VEHICULAR DOUBLE SWING GATE, 4 FOOT X 16 FOOT | 1 | 1000 | 1000 | 1000
SP701S-CDP | EA | PIPE GATE | 1 | 800 | 800 | 800
SP701S-CG | EA | PERMANENT SWING GATE | 1 | 2000 | 2000 | 2000
SP701S-D2 | LF | CATTLE GUARD FENCE, 5'' HIGH | 1 | 18 | 18 | 18
SP701S-GD | EA | SECURITY WOOD VEHICULAR DOUBLE GATE, 8 FOOT X 30 FOOT | 1 | 1400 | 1400 | 1400
SP701S-H-1 | MO | TEMPORARY SECURITY FENCE AND GATE FOR STAGING AREAS, 8'' HIGH, CHAINLINK TYPE, INCL. VEHICULAR GATE | 1 | 1000 | 1000 | 1000
SP701S-H-1 | MO | TEMPORARY SECURITY FENCE FOR STAGING AREA 8 FT. HIGH, CHAINLINK TYPE. | 1 | 500 | 500 | 500
SP701S-HA | LF | Adding 3-strand Barbed wire to existing chain link fence | 1 | 2.08 | 2.08 | 2.08
SP701S-M | LF | Metal Fence, 58 Inch Height | 2 | 54.225 | 48.45 | 60
SP701S-TD | EA | TEMPORARY CHAIN LINK VEHICULAR DOUBLE SWING GATE, 10 FOOT X 10 FOOT, FOR TEMPORARY STAGING AND MATERIALS STORAGE AREA | 1 | 500 | 500 | 500
SP702 S-I | LF | REMOVING AND RELOCATING EXISTIN 5-FT. WROUGHT IRON FENCE, COMPLETE AND IN-PLACE | 1 | 30 | 30 | 30
SP706S-1 | LF | BRIDGE AND CULVERT RAILING - BRIDGE COMBINATION GUARDRAIL TXDOT TYPE C101 | 1 | 135.31 | 135.31 | 135.31
SP706S-10 | EA | BRIDGE AND CULVERT RAILING - SPECIAL RAIL SECTION - POST AT WILLIAM CANNON | 1 | 1482.5 | 1482.5 | 1482.5
SP706S-2 | LF | BRIDGE AND CULVERT RAILING - INSTALL RAIL WITH WOOD POSTS | 1 | 71.37 | 71.37 | 71.37
SP706S-3 | EA | BRIDGE AND CULVERT RAILING - BRIDGE METAL RAIL END FLANGE | 1 | 219.06 | 219.06 | 219.06
SP706S-4 | LS | BRIDGE AND CULVERT RAILING - REINSTALL METAL BRIDGE RAIL | 1 | 2555 | 2555 | 2555
SP706S-5 | LF | BRIDGE AND CULVERT RAILING - REMOVE AND REPLACE BRIDGE RAILING, GALVANIZED | 1 | 143.43 | 143.43 | 143.43
SP706S-6 | EA | BRIDGE AND CULVERT RAILING - INSTALL WOOD POSTS | 1 | 90.75 | 90.75 | 90.75
SP706S-7 | LF | BRIDGE AND CULVERT RAILING - SPECIAL RAIL SECTION - PARKER LN | 1 | 79.75 | 79.75 | 79.75
SP706S-8 | LF | BRIDGE AND CULVERT RAILING - SPECIAL RAIL SECTION - 5" DIA RAIL | 1 | 65.25 | 65.25 | 65.25
SP706S-9 | LF | BRIDGE AND CULVERT RAILING SPECIAL RAIL SECTION - 3" DIA RAIL | 1 | 58.18 | 58.18 | 58.18
SP721S-A | EA | ALUMINUM SIGNS | 1 | 350 | 350 | 350
SP721S-A | EA | METAL SIGNS (HIGH WATER AND INFORMATION) | 1 | 750 | 750 | 750
SP721S-A | EA | Metal Signs (High Water and Information) | 1 | 220 | 220 | 220
SP721S-A | LS | SITTING AREA PLATFORM (IN PLACE COMPLETE) | 1 | 43848 | 43848 | 43848
SP721S-B | EA | STAFF GAUGE (COMPLETE IN PLACE) | 1 | 1000 | 1000 | 1000
SP721S-B | EA | Staff Gauge (complete in place) | 1 | 1960 | 1960 | 1960
SP721S-B | LS | DUMOR STYLE 64-320-4 METAL BENCH, 4'' | 1 | 1800 | 1800 | 1800
SP721S-C | EA | Steel Bollards (painted yellow) | 1 | 550 | 550 | 550
SP721S-C | EA | METAL SIGNS (4 HIGH WATER SIGNS, 4 COA INFORMATION SIGNS, INCL. POSTS AND MOUNTING) | 1 | 405 | 405 | 405
SP721S-D | EA | 16'' BAR GATE | 1 | 2340 | 2340 | 2340
SP721S-E | EA | SKATE STOPPERS FA 135 | 1 | 16 | 16 | 16
SP722S-A | EA | 5 GALLON BUCKET OF MATCHING PAINT | 1 | 207 | 207 | 207
SP802S-B SFS | EA | STORMWATER FACILITY SIGN | 1 | 250 | 250 | 250
SP802S-BAS | EA | Project Sign for Business Access | 2 | 135 | 120 | 150
SP803-A1L-D | DAY | ARTERIAL ONE LANE CLOSURE | 2 | 265 | 230 | 300
SP803-A1L-M | MO | ARTERIAL ONE LANE CLOSURE | 1 | 7200 | 7200 | 7200
SP803-A1L-W | WEEK | ARTERIAL ONE LANE CLOSURE | 1 | 690 | 690 | 690
SP803-A1L-W | WK | ARTERIAL ONE LANE CLOSURE | 1 | 1800 | 1800 | 1800
SP803-CLRC-D | DAY | COLLECTOR/RESIDENTIAL LANE CLOSURE | 1 | 165 | 165 | 165
SP803-CLRC-W | WEEK | COLLECTOR/RESIDENTIAL LANE CLOSURE | 1 | 495 | 495 | 495
SP803-CRLC-D | DAY | COLLECTOR/RESIDENTIAL LANE CLOSURE | 1 | 300 | 300 | 300
SP803-CRLC-M | MO | COLLECTOR/RESIDENTIAL LANE CLOSURE | 1 | 7200 | 7200 | 7200
SP803-CRLC-W | WK | COLLECTOR/RESIDENTIAL LANE CLOSURE | 1 | 1800 | 1800 | 1800
SP803-LS | LS | BARRICADES, SIGNS AND TRAFFIC HANDLING (ADDITIVE FOR ALTERNATE BID #1 ONLY) | 1 | 4000 | 4000 | 4000
SP803-LS | LS | BARRICADES, SIGNS AND TRAFFIC HANDLING (ADDITIVE FOR ALTERNATE BID #2 ONLY) | 1 | 10000 | 10000 | 10000
SP803-LS | LS | BARRICADES, SIGNS AND TRAFFIC HANDLING (ADDITIVE FOR ALTERNATE BID #3 ONLY) | 1 | 12000 | 12000 | 12000
SP803-LS | LS | BARRICADES, SIGNS AND TRAFFIC HANDLING (FOR BASE BID ONLY) | 1 | 1000 | 1000 | 1000
SP803-LS | LS | BARRICADES, SIGNS, AND TRAFFIC HANDLING | 1 | 10000 | 10000 | 10000
SP803-OA2L-D | DAY | ONE WAY ARTERIAL TWO-LANE CLOSURE | 1 | 325 | 325 | 325
SP803-OA2L-D | DAY | ONE-WAY ARTERIAL TWO LANE CLOSURE | 1 | 350 | 350 | 350
SP803-OA2L-M | MO | ONE WAY ARTERIAL TWO-LANE CLOSURE | 1 | 7800 | 7800 | 7800
SP803-OA2L-W | WEEK | ONE-WAY ARTERIAL TWO LANE CLOSURE | 1 | 1050 | 1050 | 1050
SP803-OA2L-W | WK | ONE WAY ARTERIAL TWO-LANE CLOSURE | 1 | 1950 | 1950 | 1950
SP803-SP | LS | STEEL PLATING SYSTEM | 1 | 0 | 0 | 0
SP803-TDA1L-D | DAY | TWO WAY DIVIDED ARTERIAL ONE LANE CLOSURE | 1 | 325 | 325 | 325
SP803-TDA1L-D | DAY | TWO-WAY, DIVIDED ARTERIAL ONE LANE CLOSURE | 1 | 365 | 365 | 365
SP803-TDA1L-M | MO | TWO WAY DIVIDED ARTERIAL ONE LANE CLOSURE | 1 | 7800 | 7800 | 7800
SP803-TDA1L-W | WEEK | TWO-WAY, DIVIDED ARTERIAL ONE LANE CLOSURE | 1 | 1095 | 1095 | 1095
SP803-TDA1L-W | WK | TWO WAY DIVIDED ARTERIAL ONE LANE CLOSURE | 1 | 1950 | 1950 | 1950
SP803-WSC-D | DAY | BYPASS WALKWAY, SIDEWALK AND CROSSWALK CLOSURE | 1 | 150 | 150 | 150
SP803-WSC-D | DAY | BYPASS WALKWAY, SIDEWALK AND CROSSWALK CLOSURES | 1 | 200 | 200 | 200
SP803-WSC-M | MO | BYPASS WALKWAY, SIDEWALK AND CROSSWALK CLOSURES | 1 | 4800 | 4800 | 4800
SP803-WSC-W | WEEK | BYPASS WALKWAY, SIDEWALK AND CROSSWALK CLOSURE | 1 | 450 | 450 | 450
SP803-WSC-W | WK | BYPASS WALKWAY, SIDEWALK AND CROSSWALK CLOSURES | 1 | 1200 | 1200 | 1200
SP803S-CTB | LF | CONCRETE TRAFFIC BARRIER (CTB) FOR BORE PIT. | 1 | 50 | 50 | 50
SP803S-LS | LS | BARRICADES, SIGNS AND TRAFFIC HANDLING (DAILY ARTERIAL LANE CLOSURES) | 2 | 37500 | 20000 | 55000
SP803S-TB | LS | Temporary Bus Pull In | 1 | 25000 | 25000 | 25000
SP803S-TC | LS | TRAFFIC CAMERAS AT SIGNALIZED INTERSECTIONS. | 1 | 42000 | 42000 | 42000
SP824S | EA | RELOCATE EXISTING TRAFFIC SIGNS | 1 | 205 | 205 | 205
SP830S-SCF | EA | TRAFFIC SIGNAL CONTROLLER FOUNDAITON | 1 | 1741 | 1741 | 1741
SP830S-SCF | EA | TRAFFIC SIGNAL CONTROLLER FOUNDATION | 3 | 1533.3333 | 1400 | 1600
SP834-D(iii) | EA | TRAFFIC SIGNAL PULL BOX, TRAFFIC BEARING TYPE D DOWNTOWN | 1 | 4143 | 4143 | 4143
SP834S-A(i) | EA | TRAFFIC SIGNAL PULL BOX, TYPE A EAST OF IH 35 | 1 | 947 | 947 | 947
SP834S-A(ii) | EA | TRAFFIC SIGNAL PULL BOX, TYPE A WEST OF IH 35 | 1 | 1036 | 1036 | 1036
SP834S-A(iii) | EA | TRAFFIC SIGNAL PULL BOX, TYPE A DOWNTOWN | 1 | 1161 | 1161 | 1161
SP834S-B | EA | Street Light Pull Box, Type B | 1 | 700 | 700 | 700
SP834S-B(i) | EA | TRAFFIC SIGNAL PULL BOX, TYPE B EAST OF IH 35 | 1 | 730 | 730 | 730
SP834S-B(ii) | EA | TRAFFIC SIGNAL PULL BOX, TYPE B WEST OF IH 35 | 1 | 819 | 819 | 819
SP834S-B(iii) | EA | TRAFFIC SIGNAL PULL BOX, TYPE B DOWNTOWN | 1 | 1139 | 1139 | 1139
SP834S-C(i) | EA | TRAFFIC SIGNAL PULL BOX, TYPE C EAST OF IH 35 | 1 | 1293 | 1293 | 1293
SP834S-C(ii) | EA | TRAFFIC SIGNAL PULL BOX, TYPE C WEST OF IH 35 | 1 | 1459 | 1459 | 1459
SP834S-C(iii) | EA | TRAFFIC SIGNAL PULL BOX, TYPE C DOWNTOWN | 1 | 1698 | 1698 | 1698
SP834S-CT(i) | EA | TRAFFIC SIGNAL PULL BOX, TRAFFIC BEARING TYPE C EAST OF IH 35 | 1 | 1996 | 1996 | 1996
SP834S-CT(ii) | EA | TRAFFIC SIGNAL PULL BOX, TRAFFIC BEARING TYPE C WEST OF IH 35 | 1 | 2033 | 2033 | 2033
SP834S-CT(iii) | EA | TRAFFIC SIGNAL PULL BOX, TRAFFIC BEARING TYPE C DOWNTOWN | 1 | 2116 | 2116 | 2116
SP834S-D(i) | EA | TRAFFIC SIGNAL PULL BOX, TYPE D EAST OF IH 35 | 1 | 2728 | 2728 | 2728
SP834S-D(ii) | EA | TRAFFIC SIGNAL PULL BOX, TRAFFIC BEARING TYPE D WEST OF IH 35 | 1 | 4002 | 4002 | 4002
SP834S-E | EA | PULL BOX, AUSTIN ENERGY APPROVED 17" X 30" HANDHOLE | 1 | 900 | 900 | 900
SP834S-SL | EA | 17"x30" Street Light Pull Box | 3 | 570.22 | 500 | 710.66
SP835S-LT1 | LF | Installing Traffic Signal or Street Light Conduit with Conduit 1 Inch In Diameter | 1 | 5 | 5 | 5
SP835S-LT2 | LF | INSTALLING TRAFFIC SIGNAL OR STREET LIGHT CONDUIT WITH CONDUIT 2 INCH IN DIAMETER | 1 | 5.75 | 5.75 | 5.75
SP835S-LT2 | LF | Installing Traffic Signal or Street Light Conduit with Conduit 2 Inch In Diameter | 2 | 3.81 | 1.62 | 6
SP835S-LT2 | LF | Installing Traffic Signal or Street Light Conduit with Conduit 2 inch in diameter | 1 | 10 | 10 | 10
SP835S-LT3 | LF | INSTALLING TRAFFIC SIGNAL OR STREET LIGHT CONDUIT WITH CONDUIT 3 INCH IN DIAMETER | 1 | 11 | 11 | 11
SP835S-LT3 | LF | Installing Traffic Signal or Street Light Conduit with Conduit 3 Inch In Diameter | 2 | 10.015 | 2.03 | 18
SP835S-LT3 | LF | Installing Traffic Signal or Street Light Conduit with Conduit 3 inch in diameter | 1 | 12 | 12 | 12
SP835S-LT4 | LF | INSTALLING TELEPHONE CONDUIT WITH CONDUIT 4 INCH IN DIAMETER | 1 | 4.06 | 4.06 | 4.06
SP835S-LT4 | LF | INSTALLING TRAFFIC SIGNAL OR STREET LIGHT CONDUIT WITH CONDUIT 4 INCH IN DIAMETER | 1 | 17.26 | 17.26 | 17.26
SP837S-EA | EA | RAISED PAVEMENT MARKINGS, CLASS E TYPE II-A (AMBER) | 1 | 2.74 | 2.74 | 2.74
SP837S-LSO | EA | LOOP DETECTOR STUB-OUTS | 3 | 223.3333 | 220 | 225
SP837S-LSO | EA | LOOP STUB-OUT | 1 | 228 | 228 | 228
SP844S-1 | LF | Class 1 Trenching for Traffic Signal or Street Light Conduit | 2 | 4.055 | 1 | 7.11
SP844S-1BC | LF OF TRENCH | CLASS 1 TRENCHING FOR TRAFFIC SIGNAL CONDUIT BEHIND CURB | 3 | 11.1 | 10 | 12.3
SP844S-1BC(i) | LF OF TRENCH | CLASS 1 TRENCHING FOR TRAFFIC SIGNAL CONDUIT BEHIND CURB EAST OF IH 35 | 1 | 12.4 | 12.4 | 12.4
SP844S-1BC(ii) | LF OF TRENCH | CLASS 1 TRENCHING FOR TRAFFIC SIGNAL CONDUIT BEHIND CURB WEST OF IH 35 | 1 | 14.46 | 14.46 | 14.46
SP844S-1BC(iii) | LF OF TRENCH | CLASS 1 TRENCHING FOR TRAFFIC SIGNAL CONDUIT BEHIND CURB DOWNTOWN | 1 | 18.72 | 18.72 | 18.72
SP844S-1IS | LF OF TRENCH | CLASS 1 TRENCHING FOR TRAFFIC SIGNAL CONDUIT IN STREET | 3 | 52.3133 | 20 | 76.94
SP844S-1IS(i) | LF OF TRENCH | CLASS 1 TRENCHING FOR TRAFFIC SIGNAL CONDUIT IN STREET EAST OF IH 35 | 1 | 63.75 | 63.75 | 63.75
SP844S-1IS(ii) | LF OF TRENCH | CLASS 1 TRENCHING FOR TRAFFIC SIGNAL CONDUIT IN STREET WEST OF IH 35 | 1 | 68.21 | 68.21 | 68.21
SP844S-1IS(iii) | LF OF TRENCH | CLASS 1 TRENCHING FOR TRAFFIC SIGNAL CONDUIT IN STREET DOWNTOWN | 1 | 75.57 | 75.57 | 75.57
SP844S-2 | LF | CLASS 2 TRENCHING FOR TRAFFIC SIGNAL OR STREET LIGHT CONDUIT | 1 | 28 | 28 | 28
SP844S-2 | LF | Class 2 Trenching for Traffic Signal or Street Light Conduit | 3 | 3.7067 | 1 | 8.12
SP844S-2BC | LF OF TRENCH | CLASS 2 TRENCHING FOR TRAFFIC SIGNAL CONDUIT BEHIND CURB | 3 | 14.6667 | 14.5 | 15
SP844S-2BC | LF OR TRENCH | CLASS 2 TRENCHING FOR TRAFFIC SIGNAL CONDUIT BEHIND CURB | 1 | 16 | 16 | 16
SP844S-2BC(i) | LF OF TRENCH | CLASS 2 TRENCHING FOR TRAFFIC SIGNAL CONDUIT BEHIND CURB EAST OF IH 35 | 1 | 12.73 | 12.73 | 12.73
SP844S-2BC(ii) | LF OF TRENCH | CLASS 2 TRENCHING FOR TRAFFIC SIGNAL CONDUIT BEHIND CURB WEST OF IH 35 | 1 | 14.46 | 14.46 | 14.46
SP844S-2BC(iii) | LF OF TRENCH | CLASS 2 TRENCHING FOR TRAFFIC SIGNAL CONDUIT BEHIND CURB DOWNTOWN | 1 | 17.68 | 17.68 | 17.68
SP844S-2IS | LF OF TRENCH | CLASS 2 TRENCHING FOR TRAFFIC SIGNAL CONDUIT IN STREET | 4 | 82.6275 | 21 | 140
SP844S-2IS(i) | LF OF TRENCH | CLASS 2 TRENCHING FOR TRAFFIC SIGNAL CONDUIT IN STREET EAST OF IH 35 | 1 | 86.41 | 86.41 | 86.41
SP844S-2IS(ii) | LF OF TRENCH | CLASS 2 TRENCHING FOR TRAFFIC SIGNAL CONDUIT IN STREET WEST OF IH 35 | 1 | 99.33 | 99.33 | 99.33
SP844S-2IS(iii) | LF OF TRENCH | CLASS 2 TRENCHING FOR TRAFFIC SIGNAL CONDUIT IN STREET DOWNTOWN | 1 | 114.46 | 114.46 | 114.46
SP844S-3 | LF | CLASS 3 TRENCHING FOR TRAFFIC SIGNAL OR STREET LIGHT CONDUIT | 1 | 19 | 19 | 19
SP844S-3 | LF | Class 3 Trenching for Traffic Signal or Street Light Conduit | 2 | 7.59 | 3 | 12.18
SP844S-3BC | LF OF TRENCH | CLASS 3 TRENCHING FOR TRAFFIC SIGNAL CONDUIT BEHIND CURB | 2 | 16.75 | 14.5 | 19
SP844S-3BC | LF OR TRENCH | CLASS 3 TRENCHING FOR TRAFFIC SIGNAL CONDUIT BEHIND CURB | 1 | 18 | 18 | 18
SP844S-3BC(i) | LF OF TRENCH | CLASS 3 TRENCHING FOR TRAFFIC SIGNAL CONDUIT BEHIND CURB EAST OF IH 35 | 1 | 15.91 | 15.91 | 15.91
SP844S-3BC(ii) | LF OF TRENCH | CLASS 3 TRENCHING FOR TRAFFIC SIGNAL CONDUIT BEHIND CURB WEST OF IH 35 | 1 | 18.72 | 18.72 | 18.72
SP844S-3BC(iii) | LF OF TRENCH | CLASS 3 TRENCHING FOR TRAFFIC SIGNAL CONDUIT BEHIND CURB DOWNTOWN | 1 | 24.47 | 24.47 | 24.47
SP844S-3IS | LF OF TRENCH | CLASS 3 TRENCHING FOR TRAFFIC SIGNAL CONDUIT IN STREET | 3 | 96 | 22 | 166
SP844S-3IS(i) | LF OF TRENCH | CLASS 3 TRENCHING FOR TRAFFIC SIGNAL CONDUIT IN STREET EAST OF IH 35 | 1 | 106.5 | 106.5 | 106.5
SP844S-3IS(ii) | LF OF TRENCH | CLASS 3 TRENCHING FOR TRAFFIC SIGNAL CONDUIT IN STREET WEST OF IH 35 | 1 | 125.04 | 125.04 | 125.04
SP844S-3IS(iii) | LF OF TRENCH | CLASS 3 TRENCHING FOR TRAFFIC SIGNAL CONDUIT IN STREET DOWNTOWN | 1 | 161.59 | 161.59 | 161.59
SP844S-4 | LF | CLASS 4 TRENCHING FOR TELEPHONE CONDUIT | 1 | 65 | 65 | 65
SP873S-EA | EA | RAISED PAVEMENT MARKINGS, CLASS E TYPE II-A (AMBER) | 1 | 3.3 | 3.3 | 3.3
SP873S-EB | EA | RAISED PAVEMENT MARKINGS, CLASS E TYPE II-B | 1 | 15 | 15 | 15
SP873S-EB | EA | RAISED PAVEMENT MARKINGS, CLASS E TYPE II-B (BLUE) | 1 | 10.72 | 10.72 | 10.72
SPL-3 | EA | TEMPORARY UTILITY POLE BRACING | 2 | 850 | 200 | 1500
SPL-3 | EA | TEMPORARY UTILITY POLE BRACING, COMPLETE AND IN-PLACE | 1 | 400 | 400 | 400
SPSS516 S-1 | LF | FURNINSH 42" DIA. RPMP AS SPECIFIED AND SHOWN IN PLANS | 1 | 110 | 110 | 110
SPSS516 S-2 | LF | FURNISH 54" DIA. RPMP AS SPECIFIED AND SHOWN ON PLANS | 1 | 165 | 165 | 165
SS 01380 | LS | CONSTRUCTION PHOTOGRAPHY. | 1 | 750 | 750 | 750
SS 02221-1 | LS | PILOT KNOB SUMMARY OF WORK ITEM PK-16; REMOVE CAGE FROM EXTERIOR LADDER, AS REQUIRED BY THE STRUCTURAL PLANS AND THESE SPECIFICATIONS | 1 | 2500 | 2500 | 2500
SS 02400-1 | EA | TUNNEL SHAFT, 26'' X 22'', INSTALLED, INCLUDING EXCAVATION, SHAFT SUPPORT, BACKFILL AND CLEANUP, PER EACH | 2 | 175000 | 175000 | 175000
SS 02400-2 | EA | TUNNEL SHAFT, 40'' X 22'', INSTALLED, INCLUDING EXCAVATION, SHAFT SUPPORT, BACKFILL AND CLEANUP, PER EACH | 2 | 225000 | 225000 | 225000
SS 02502 | LF | TUNNELING FROM STA 12+71 TO STA 15+16 (OPTION A: ONE 96" MINIMUM DIAMETER TUNNEL OR OPTION B: TWO 48" MINIMUM DIAMETER TUNNELS. BIDDER MUST SPECIFY TH | 2 | 1100 | 1100 | 1100
SS 02518 | LF | STEEL PIPE, 36" (ALL DEPTHS), INSTALLED, INCLUDING ALL FITTINGS, COATINGS, AND CLEANUP, PER LINEAR FOOT | 2 | 385 | 385 | 385
SS 02820 | EA | DECORATIVE SECURITY GATE, AS SHOWN ON THE PLANS AND DESCRIBED IN THE SPECIFICATIONS | 1 | 10000 | 10000 | 10000
SS 02820 | LF | DECORATIVE SECURITY FENCE, 8 FEET HIGH | 1 | 90 | 90 | 90
SS 05120-1 | LF | PILOT KNOB SUMMARY OF WORK ITEM PK-17; INSTALL A-304 STAINLESS STEEL HANDRAIL ON RESERVOIR ROOF, DOES NOT INCLUDE HANDRAILS ON ROOF TOP PLATFORM, AS R | 1 | 185 | 185 | 185
SS 05120-2 | EA | PILOT KNOB SUMMARY OF WORK ITEM PK-18; REMOVE EXISTING CONCRETE ROOF TOPS ON TWO (2) PIPE VAULTS AND INSTALL GALVANIZED GRATING WITH SUPPORTING GALVAN | 1 | 28000 | 28000 | 28000
SS 05120-3 | EA | PILOT KNOB SUMMARY OF WORK ITEM PK-19; REMOVE EXISTING LADDER STEPS FROM CONCRETE WALLS INSIDE TWO (2) PIPE VAULTS AND INSTALL A304 STAINLESS STEEL LA | 1 | 5900 | 5900 | 5900
SS 05120-4 | LS | PILOT KNOB SUMMARY OF WORK ITEM PK-20; REMOVE PLATFORM AT TOP OF LADDER ON EXTERIOR OF RESERVOIR AND REPLACE WITH NEW A304 STAINLESS STEEL PLATFORM, P | 1 | 21000 | 21000 | 21000
SS 05120-5 | LS | PILOT KNOB SUMMARY OF WORK ITEM PK-21; INSTALL EXTENSIONS AT TOP AND BOTTOM OF EXTERIOR LADDER, AS REQUIRED BY THE STRUCTURAL PLANS AND THESE SPECIFIC | 1 | 3900 | 3900 | 3900
SS 05120-6 | LS | PILOT KNOB SUMMARY OF WORK ITEM PK-22; INSTALL NEW A304 STAINLESS STEEL LADDER INTRUSION GUARD AT BASE OF EXTERIOR LADDER, AS REQUIRED BY THE STRUCTUR | 1 | 4100 | 4100 | 4100
SS 05121-1 | LS | PILOT KNOB SUMMARY OF WORK ITEM PK-23; DOOR SHEET REMOVAL AND RE-INSTALLATION, AND NON-DESTRUCTIVE TESTING, AS REQUIRED BY THE STRUCTURAL PLANS AND TH | 1 | 31000 | 31000 | 31000
SS 05121-10 | EA | PILOT KNOB SUMMARY OF WORK ITEM PK-32; INSTALL TW (2) A316 STAINLESS STEEL ONE (1) INCH DIAMETER PIPE NIPPLES WITH BRASS BALL VALVES FOR LEVEL INDICAT | 1 | 1100 | 1100 | 1100
SS 05121-11 | LS | PILOT KNOB SUMMARY OF WORK ITEM PK-33; REMOVE EXISTING ROOF HATCH AND REPLACE WITH NEW A316 STAINLESS STEEL ROOF HATCH, AS REQUIRED BY THE STRUCTURAL | 1 | 14000 | 14000 | 14000
SS 05121-12 | EA | PILOT KNOB SUMMARY OF WORK ITEM PK-34; REMOVE EXISTING ROOF VENTS AND WELD CAP PLATES OVER RESULTING HOLES, INSTALL A304 STAINLESS STEEL REPLACEMENT R | 1 | 16000 | 16000 | 16000
SS 05121-13 | LS | PILOT KNOB SUMMARY OF WORK ITEM PK-35; INSTALL FLANGED DOLLAR PLATE IN CENTER OF ROOF, MOUNTING HARADWARE TO BE A304 STAINLESS STEEL WASHERS, AS REQUI | 1 | 8300 | 8300 | 8300
SS 05121-14 | EA | PILOT KNOB SUMMARY OF WORK ITEM PK-36; INSTALL NEW ROOF VENT AT CENTER OF ROOF IN FLANGED DOLLAR PLATE. NEW VENT AND MOUNTING HARDWARE TO BE A304 STAI | 1 | 15000 | 15000 | 15000
SS 05121-15 | EA | PILOT KNOB SUMMARY OF WORK ITEM PK-37; INSTALL PIPE POST FOR AVIATION OBSTRUCTION LIGHT, AS REQUIRED BY THE STRUCTURAL PLANS AND THESE SPECIFICATIONS | 1 | 1200 | 1200 | 1200
SS 05121-16 | LS | PILOT KNOB SUMMARY OF WORK ITEM PK-38; REMOVE EXISTING TWO (2) INCH DRAIN PIPE AND ONE (1) INCH SAMPLE TAP FROM SHELL OF RESERVOIR AND COMPLETE JOINT | 1 | 1400 | 1400 | 1400
SS 05121-2 | EA | PILOT KNOB SUMMARY OF WORK ITEM PK-24; REM0VE TWO (2) ELECTRODE PIPES ON ROOF AND INSTALL WELDED PLATES OVER RESULTING HOLES, AS REQUIRED BY THE STRUC | 1 | 330 | 330 | 330
SS 05121-3 | EA | PILOT KNOB SUMMARY OF WORK ITEM PK-25; REMOVE AND REPLACE OVERFLOW BRACES AT THREE (3) LOCATIONS, AS REQUIRED BY THE STRUCTURAL PLANS AND THESE SPECIF | 1 | 3400 | 3400 | 3400
SS 05121-4 | LS | PILOT KNOB SUMMARY OF WORK ITEM PK-26; FABRICATE AND INSTALL A316 STAINLESS STEEL ANTI VORTEX ASSEMBLY AT SUCTION LINE INSIDE RESERVOIR, AS REQUIRED B | 1 | 11000 | 11000 | 11000
SS 05121-5 | LS | PILOT KNOB SUMMARY OF WORK ITEM PK-27; INSTALL TANK DRAIN DIVERTER PLATES, AS REQUIRED BY THE STRUCTURAL PLANS AND THESE SPECIFICATIONS | 1 | 6200 | 6200 | 6200
SS 05121-6 | LF | PILOT KNOB SUMMARY OF WORK ITEM PK-28; WALL AND FLOOR SEAM BY WELDING, AS REQUIRED BY THESE SPECIFICATIONS | 1 | 150 | 150 | 150
SS 05121-7 | EA | PILOT KNOB SUMMARY OF WORK ITEM PK-29; CORROSION PIT REPAIR BY PLUG WELDING, AS REQUIRED BY THESE SPECIFICATIONS | 1 | 100 | 100 | 100
SS 05121-8 | EA | PILOT KNOB SUMMARY OF WORK ITEM PK-30; CORROSION PIT REPAIR BY PATCH PLATE WELDING, AS REQUIRED BY THESE SPECIFICATIONS | 1 | 150 | 150 | 150
SS 05121-9 | LS | PILOT KNOB SUMMARY OF WORK ITEM PK-31; INSTALL A316 STAINLESS STEEL FOUR (4) INCH DIAMETER WASH OUT PIPE WITH FOUR (4) INCH CARBON STEEL VALVE, INCLUD | 1 | 7500 | 7500 | 7500
SS 07721-1 | EA | PILOT KNOB SUMMARY OF WORK ITEM PK-39; INSTALL A316 STAINLESS STEEL LANYARD RINGS AT ROOF HATCH, AT TOP OF EXTERIOR LADDER, AND AT THE INTERIOR AND EX | 1 | 530 | 530 | 530
SS 07721-2 | LS | PILOT KNOB SUMMARY OF WORK ITEM PK-40; INSTALL NEW A304 STAINLESS STEEL LADDER SAFETY CLIMB RAILS ON EXTERIOR LADDER INCLUDING A SAFTMOUNT AT INTERMED | 1 | 9100 | 9100 | 9100
SS 07721-3 | LS | PILOT KNOB SUMMARY OF WORK ITEM PK-40; INSTALL NEW A316 STAINLESS STEEL LADDER SAFETY CLIMB RAILS ON INTERIOR LADDER INCLUDING A SAFTMOUNT AT INTERMED | 1 | 5400 | 5400 | 5400
SS 07721-4 | LS | PILOT KNOB SUMMARY OF WORK ITEM PK-42; INSTALL NEW A304 STAINLESS STEEL LADDER SAFETY CLIMB RAILS ONLADDERS IN PIPE VAULTS, AS REQUIRED BY THE STRUCTU | 1 | 4200 | 4200 | 4200
SS 07721-5 | LS | PILOT KNOB SUMMARY OF WORK ITEM PK-43; INSTALL CARBON STEEL GRAB POSTS ON TOP OF PIPE VAULTS AT LADDERS, ONE (1) GRAB POST AT EACH PIPE VAULT TO INCLU | 1 | 5300 | 5300 | 5300
SS 09871-1 | LS | PILOT KNOB SUMMARY OF WORK ITEM PK-44; INTERIOR WET SURFACE PREPARATION (SSPC SP10) AND RECOATING, DEHUMIDIFICATION REQUIREMENTS IN SS 09871-2, COATIN | 1 | 695000 | 695000 | 695000
SS 09871-2 | LS | PILOT KNOB SUMMARY OF WORK ITEM PK-45; PROPANE POWERED DEHUMIDIFICATION OF INTERIOR OF RESERVOIR DURING ABRASIVE BLASTING, COATING APPLICATION AND COA | 1 | 67000 | 67000 | 67000
SS 09871-3 | LS | PILOT KNOB SUMMARY OF WORK ITEM PK-46; EXTERIOR SURFACE PREPARATION (SSPC-SP6) AND RECOATING, COATING SYSTEM EN-01, AS REQUIRED BY THESE SPECIFICATION | 1 | 320000 | 320000 | 320000
SS 09871-4 | LS | PILOT KNOB SUMMARY OF WORK ITEM PK-47; REMOVE EXISTING GROUT FROM BASE OF RESERVOIR BETWEEN SKETCH PLATE AND RING WALL FOUNDATION AND INSTALL CAULK, C | 1 | 3000 | 3000 | 3000
SS 09871-5 | LS | PILOT KNOB SUMMARY OF WORK ITEM PK-48; EXTERIOR SURFACE PREPARATION (SSPC-SP6), AND RECOATING, COATING SYSTEM EN-02 AND CAULKING SYSTEM EC-02 FOR VALV | 1 | 27000 | 27000 | 27000
SS 1011 | EA | TEMPORARY UTILITY POLE BRACING | 1 | 500 | 500 | 500
SS 1381-A | LS | PRE-AND POST-CONSTRUCTION VIDEO INSPECTION OF SITE | 1 | 1000 | 1000 | 1000
SS 1381-A | LS | PRE-CONSTRUCTION VIDEO INSPECTION OF SITE | 1 | 5000 | 5000 | 5000
SS 1381-B | LS | POST-CONSTRUCTION VIDEO INSPECTION OF SITE | 1 | 2000 | 2000 | 2000
SS 150-2S | TN | HANDLING, TRANSPORT, AND DISPOSAL OF CLASS II SOIL AND DEBRIS | 1 | 50 | 50 | 50
SS 1501 | EA | TEMPORARY UTILITY POLE BRACING | 1 | 1000 | 1000 | 1000
SS 15121.1 | EA | TYPICAL INSTALLATION, FURNISHING AND INSTALLING A 1-INCH PRV AND INCLUDING RESTORATION OF WORK AREA TO EXISTING CONDITIONS | 1 | 1100 | 1100 | 1100
SS 15121.2 | EA | OBSTRUCTED INSTALLATION. UTILITIES, STRUCTURES, AND/OR LARGE VEGETATION OBSTRUCT THE INSTALLATION OF THE 1-INCH RV. INCLUDE FURNISHING AND INSTALLING | 1 | 1300 | 1300 | 1300
SS 15121.3 | EA | 2-INCH INSTALLATION. FURNISHING AND INSTALLING A 2-INCH PRV AND IN SATISFACTORY OPERATING CONDITION ALONG WITH RESTORATION OF WORK ARE TO EXISTING CON | 1 | 2000 | 2000 | 2000
SS 15121.4 | EA | 3-INCH INSTALLATION. FURNISHING AND INSTALLING A 3-INCH PRV AND IN SATISFACTORY OPERATING CONDITION ALONG WITH RESTORATION OF WORK ARE TO EXISTING CON | 1 | 2500 | 2500 | 2500
SS 15121.5 | EA | REPLACE EXISTING 1-INCH PRV AS DIRECTED BY ENGINEER | 1 | 1300 | 1300 | 1300
SS 15121.6 | EA | ADJUST NEW AND EXISTING PRV TO DOWNSTREAM PRESSURE SETTING INCLUDING GAGE CALIBRATION | 1 | 300 | 300 | 300
SS 15121.7 | EA | INSTALL 8-INCH PRESSURE REDUCING VALVE AT LOOP 360 PUMP STATION | 1 | 13000 | 13000 | 13000
SS 15156/ SS 15157/ 01025, 1.07 | EA | HORIZONTAL SPLIT CASE PUMPING UNITS AND MOTORS (AR-2 AND AR-3) | 1 | 50000 | 50000 | 50000
SS 15156/ SS 15157/ SS 01025, 1.07 | EA | HORIZONTAL SPLIT CASE PUMPING UNITS AND MOTORS (AR-1, AR-4, AND AR-R) | 1 | 70000 | 70000 | 70000
SS 1520 | LS | OFF-SITE EMPLOYEE PARKING. | 1 | 2500 | 2500 | 2500
SS 2440-01 | LS | TUNNELING (U.S. HWY 290 CROSSING) INCL. TUNNEL EXCAVATION, TUNNEL SUPPORTS, INSTALLATION OF CARRIER PIPE, TUNNEL BACKFILLING, AND GEOTECHNICAL INSTRU~1~494000~494000~494000~
SS 2455-01 | EA | TUNNEL ACCESS SHAFT AT STA 84+23.76, PER PLAN DIMENSIONS | 1 | 40000 | 40000 | 40000
SS 2455-02 | EA | TUNNEL ACCESS SHAFT AT STA 88+93.47, PER PLAN DIMENSIONS | 1 | 30000 | 30000 | 30000
SS 321400-2 | SF | PERMEABLE ECO PRIORIA PAVER (AT EXISTING TREE) COMPLETE IN PLACE | 1 | 7.5 | 7.5 | 7.5
SS 328400-I | LS | Irrigation System, Complete in Place (Section 5 Plans) | 1 | 6000 | 6000 | 6000
SS 328400-ICA | EA | IRRIGATION CONNECTION ASSEMBLY, INCLUDING EXCAVATION, CONNECTION, PIPE, CONTROLLER, BACKFLOW PREVENTOR, DRIP KIT, VALVE BOXES, RAIN SENSOR, FREEZE SEN | 1 | 612.5 | 612.5 | 612.5
SS 328400-IS | LF | IRRIGATION SLEEVE AND IRRIGATION LATERAL INCLUDING BUBBLER, IRRIGATION SLEEVE, IRRIGATION LATERAL PIPE, FITTINGS, EXCAVATION, CONNECTION, INSTALLATION | 1 | 1.49 | 1.49 | 1.49
SS 329300-RO | EA | LANDSCAPE PLANTING FOR 5" RED OAK, COMPLETE IN PLACE | 1 | 380 | 380 | 380
SS 329300-TA | EA | LANDSCAPE PLANTING FOR 5" TEXAS ASH COMPLETE IN PLACE | 1 | 400 | 400 | 400
SS 329350 | EA | TREE 5746 SUPPLEMENTAL NUTRIENT REQUIREMENTS | 1 | 500 | 500 | 500
SS 329400-1 | CY | CU-STRUCTURAL SOIL INCLUDING FILTER FABRIC, GEOGRID, COMPLETE IN PLACE | 1 | 108 | 108 | 108
SS 329450-LE | LF | Limestone Edging | 1 | 14 | 14 | 14
SS 329550-RB | LF | Root Barrier | 1 | 6 | 6 | 6
SS 329800-1 | MO | Landscape and Irrigation Maintenance | 1 | 170 | 170 | 170
SS 329800-1 | MO | TWO YEAR LANDSCAPE AND IRRIGATION MAINTENANCE | 1 | 2210 | 2210 | 2210
SS 512 | LS | WATERLINE CLEANING, DISINFECTION, FINAL FLUSHING AND BACTERIOLOGICAL TESTING | 1 | 1000 | 1000 | 1000
SS CCS-100 | CY | MULCH FILTER BERM | 1 | 198 | 198 | 198
SS CCS-200 | LF | MULCH SOCKS | 1 | 9 | 9 | 9
SS-00512 | LS | DISINFECTING/FLUSHING, AND TESTING PER SOUTH IH-35 PROGRAM | 1 | 8300 | 8300 | 8300
SS-00512 | LS | WATERLINE CLEANING , DISINFECTION, FINAL FLUSHING AND BACTERIOLOGICAL TESTING | 1 | 6325 | 6325 | 6325
SS-00512 | LS | WATERLINE CLEANING, DISINFECTION, FINAL FLUSHING AND BACTERIOLOGICAL TESTING | 3 | 6933.3333 | 6000 | 7800
SS-00512 | LS | WATERLINE CLEANING, DISINFECTION, FINAL FLUSHING, AND BACTERIAL TESTING | 1 | 5000 | 5000 | 5000
SS-00512 | LS | WATERLINE CLEANING, DISINFECTION, FINAL FLUSHING, AND BACTERIOLOGICAL TESTING, COMPLETE AND IN-PLACE | 1 | 7000 | 7000 | 7000
SS-01210 | LS | ALLOWANCE (POWER LOOP) (SOUTH POND) | 1 | 10000 | 10000 | 10000
SS-01540-LS | LS | BYPASS PUMPING COMPLETE | 1 | 5859.68 | 5859.68 | 5859.68
SS-02050-C-01 | LS | DEMOLITION OF CANTERBURY LIFT STATION AND ABANDONED WASTEWATER FACILITIES | 1 | 254166 | 254166 | 254166
SS-02050-C-02 | CF | MANAGEMENT OF WASTEWATER SOLIDS AND SLUDGE FOR DEMOLITION OF CANTERBURY LIFT STATION AND ABANDONED WASTEWATER FACILITIES | 1 | 6 | 6 | 6
SS-02050-C-03 | CY | PLACING OF BACKFILL DELIVERED BY OTHER CITY PROJECTS FOR BELOW-GROUND ABANDONED FACILITIES | 1 | 1 | 1 | 1
SS-02050-C-04 | CY | TRANSPORTING AND PLACING OF BACKFILL BY CONTRACTOR FOR BELOW GROUND ABANDONED FACILITIES | 1 | 1 | 1 | 1
SS-02060-C-05 | LS | TEMPORARY FLOW MANAGEMENT INSTALLATION AND REMOVAL AT CANTERBURY SITE | 1 | 30000 | 30000 | 30000
SS-02060-C-06 | WKS | TEMPORARY FLOW MGMT OPERATION AND MAINTENANCE AT CANTERBURY SITE | 1 | 40000 | 40000 | 40000
SS-02140-B | LS | INSPECTION PHOTOGRAPHS AND VIDEO - SHAFTS AND LATERAL REHABILITATION - BERGSTROM SITE (INCL. SECTIONS SS-02140 AND SHEETS C12, C15 AND C16), INCLUDIN~1~30000~30000~30000~
SS-02140-H | LS | INSPECTION PHOTOGRAPHS AND VIDEO - SHAFTS AND LATERAL REHABILITATION - HIGHWAY SITE (INCL. SECTIONS SS-02140 AND SHEETS C8, C15 AND C16), INCLUDING I~1~22500~22500~22500~
SS-02222 | LS | DEMOLISHING, REMOVAL & HAULING OFF EXISTING STRUCTURE AS SHOWN ON DRAWINGS C-07 & C-10 | 1 | 5000 | 5000 | 5000
SS-02271-A | LF | MULCH FILTER TUBE COMPLETE AND IN PLACE | 1 | 5 | 5 | 5
SS-02271-B-1 | AC | CHIPPING, STORAGE, AND USE OF RMOVED VEGETATIVE MATERIAL IN THE CONTRACTOR LAYDOWN AREA | 1 | 6500 | 6500 | 6500
SS-02271-B-2 | 100-FT STATION | CHIPPING, STORAGE, AND USE OF RMOVED VEGETATIVE MATERIAL IN THE 15-FT WIDE STRIP ALONG THE PROPERTY BOUNDAR | 1 | 180 | 180 | 180
SS-02651 | LS | REMOTE ENTRY CLOSED CIRCUIT TV - 1 YEAR WARRANTY INSPECTION, AT CANTERBURY, HIGHTWAY AND BERGSTROM STIES, INCLUDING MOBILIZATION, INSTALLATION, AND R~1~15000~15000~15000~
SS-02820-A | LF | INSTALLATION OF FENCE INCLUDING BUT NOT LIMITED TO SIGNS, PERSONNEL AND ENTRY GATES, COMPLETE IN PLACE | 1 | 15 | 15 | 15
SS-02820-B | LF | FENCE GOUNDING | 1 | 35 | 35 | 35
SS-02925 | LS | OAK WILT PREVENTION IMPLEMENTATION PER SPECIAL SPECIFICTION SS-02925 | 1 | 100 | 100 | 100
SS-03130 | LS | 4 YEAR WARRANTY CERTIFICATE FOR SHAFTS AND LATERAL REHABILITATION AT CANTERBURY, HIGHTWAY, AND BERGSTROM SITES COMPLETE IN PLACE | 1 | 100000 | 100000 | 100000
SS-03130-B-01 | SF | PVC LINER REMOVAL - BERGSTROM SITE (INCL. SECTIONS SS-03130, 03930 AND SHEETS C15 AND C16) FROM SHAFTS AND LATERAL, INCLUDING PVC LINER REMOVAL AND D~1~55~55~55~
SS-03130-B-02 | SF | BERGSTROM SITE SHAFTS AND LATERALS REHABILITATION AT 250 MILS (INCL. SECTIONS SS-02020, 02140, 02210, 02651, 03130, 03930 AND SHEETS C15 AND C16), IN~1~57~57~57~
SS-03130-B-03 | LF | URETHANE INJECTION - BERSTROM SITE (INCL. SECTIONS SS-03130, 03930 AND SHEETS C15 AND C16), INCLUDING SURFACE PREPARATION, APPLICATION, AND PROVIDING~1~40~40~40~
SS-03130-C-01 | SF | PVC LINER REMOVAL - CANTERBURY SITE (INCL. SECTIONS SS-03130, 03930 AND SHEETS C15 AND C16) FROM SHAFTS AND LATERAL, INCLUDING PVC LINER REMOVAL AND ~1~55~55~55~
SS-03130-C-02 | SF | CAMTERBURY SITE SHAFTS AND LATERALS REHABILITATION AT 250 MILS (INCL. SECTIONS SS-02020, 02140, 02210, 02651, 03130, 03930 AND SHEETS C15 AND C16), I~1~57.08~57.08~57.08~
SS-03130-C-03 | LF | URETHANE INJECTION - CANTERBURY SITE (INCL. SECTIONS SS-03130, 03930 AND SHEETS C15 AND C16), INCLUDING SURFACE PREPARATION, APPLICATION, AND PROVIDI~1~40~40~40~
SS-03130-H-01 | SF | PVC LINER REMOVAL - HIGHWAY SITE (INCL. SECTIONS SS-03130, 03930 AND SHEETS C15 AND C16) FROM SHAFTS AND LATERAL, INCLUDING PVC LINER REMOVAL AND DIS~1~55~55~55~
SS-03130-H-02 | SF | HIGHWAY SITE SHAFTS AND LATERALS REHABILITATION AT 250 MILS (INCL. SECTIONS SS-02020, 02140, 02210, 02651, 03130, 03930 AND SHEETS C15 AND C16), INCL~1~57~57~57~
SS-03130-H-03 | LF | URETHANE INJECTION - HIGHWAY SITE (INCL. SECTIONS SS-03130, 03930 AND SHEETS C15 AND C16), INCLUDING SURFACE PREPARATION, APPLICATION, AND PROVIDING ~1~40~40~40~
SS-03930-B-01 | LF | EXPOSED REBAR (#5) REPAIR - BERGSTROM SITE (INCL. SECTIONS SS-03930 AND SHEETS C15 AND C16), INCLUDING SURFACE PREPARATION, APPLYING CORROSION INHIBI~1~45~45~45~
SS-03930-B-02 | LF | EXPOSED REBAR (#6) REPAIR - BERGSTROM SITE (INCL. SECTIONS SS-03930 AND SHEETS C15 AND C16), INCLUDING SURFACE PREPARATION, APPLYING CORROSION INHIBI~1~45~45~45~
SS-03930-C-01 | LF | EXPOSED REBAR (#5) REPAIR - CANTERBURY SITE (INCL. SECTIONS SS-03930 AND SHEETS C15 AND C16), INCLUDING SURFACE PREPARATION, APPLYING CORROSION INHIB~1~45~45~45~
SS-03930-C-02 | LF | EXPOSED REBAR (#6) REPAIR - CANTERBURY SITE (INCL. SECTIONS SS-03930 AND SHEETS C15 AND C16), INCLUDING SURFACE PREPARATION, APPLYING CORROSION INHIB~1~45~45~45~
SS-03930-C-03 | LF | EXPOSED REBAR (#8) REPAIR - CANTERBURY SITE (INCL. SECTIONS SS-03930 AND SHEETS C15 AND C16), INCLUDING SURFACE PREPARATION, APPLYING CORROSION INHIB~1~45~45~45~
SS-03930-H-01 | LF | EXPOSED REBAR (#5) REPAIR - HIGHWAY SITE (INCL. SECTIONS SS-03930 AND SHEETS C15 AND C16), INCLUDING SURFACE PREPARATION, APPLYING CORROSION INHIBITO~1~45~45~45~
SS-03930-H-02 | LF | EXPOSED REBAR (#6) REPAIR - HIGHWAY SITE (INCL. SECTIONS SS-03930 AND SHEETS C15 AND C16), INCLUDING SURFACE PREPARATION, APPLYING CORROSION INHIBITO~1~45~45~45~
SS-1000 | LS | COFFER DAM DEWATERING SYSTEM | 1 | 12700 | 12700 | 12700
SS-1000-2 | EA | LOCATE & EXPOSE PULL BOX IN ASPHALT/CONCRETE | 1 | 268 | 268 | 268
SS-1001 | EA | TEMPORARY CONSTRUCTION ACCESS RAMP | 1 | 270 | 270 | 270
SS-13311-B-01 | LS | OPEN CHANNEL (AREA VELOCITY) FLOW METER AND GAS DETECTOR AT BERGSTROM SITE | 1 | 72000 | 72000 | 72000
SS-13311-FM-01 | EA | OPEN CHANNEL (AREA VELOCITY) FLOW METER, MATERIALS ONLY | 1 | 12500 | 12500 | 12500
SS-13311-H-01 | LS | OPEN CHANNEL (AREA VELOCITY) FLOW METER AND GAS DETECTOR AT HIGHWAY SITE | 1 | 74000 | 74000 | 74000
SS-1501-SPL-3 | EA | TEMPORARY UTILITY POLE BRACING | 1 | 685 | 685 | 685
SS-16010 | LS | ELECTRICAL WORK, COMPLETE IN PLACE | 1 | 3000 | 3000 | 3000
SS-164 | SY | STRAW OR HAY MULCH SEEDING (PERM) | 1 | 2 | 2 | 2
SS-16424 | LS | ELECTRICAL WORK FOR IRRIGATON SYSTEM, INCLUDING CONTROL PANEL, GROUNDING SYSTEM, PRESSURE SWITCHES, FLOAT SWITCHES, CONDUIT, WIRE, AND SITE LIGHTING ( | 1 | 20000 | 20000 | 20000
SS-2003 | VF | MANHOLE REHABILITATION | 1 | 400 | 400 | 400
SS-328400 | LS | LANDSCAPE IRRIGATION | 1 | 20000 | 20000 | 20000
SS-328425 | LS | NON-POTABLE RE-IRRIGATION SYSTEM FOR RETENTION POND | 1 | 65000 | 65000 | 65000
SS-329300 | LS | LANDSCAPE PLANTING | 1 | 35000 | 35000 | 35000
SS-334100-E | LS | STORMWATER MANAGEMENT POND EAST, COMPLETE IN PLACE | 1 | 200000 | 200000 | 200000
SS-334100-W | LS | STORMWATER MANAGEMENT POND WEST, COMPLETE IN PLACE | 1 | 290000 | 290000 | 290000
SS-510-24 | EA | HYDRA-STOP, 20-INCH DIA. | 1 | 25000 | 25000 | 25000
SS-515A6 | EA | ECCENTRIC PLUG VALVE, 6 INCH (SOUTH POND) | 1 | 1300 | 1300 | 1300
SS-515B2 | EA | ECCENTRIC PLUG VALVE, 1 1/2 INCH (SOUTH POND) | 1 | 300 | 300 | 300
SS-515B2 | EA | ECCENTRIC PLUG VALVE, 1 INCH (SOUTH POND) | 1 | 280 | 280 | 280
SS-515B2 | EA | ECCENTRIC PLUG VALVE, 2 INCH (SOUTH POND) | 1 | 300 | 300 | 300
SS-516 | EA | CHECK VALVE, 2 INCH (SOUTH POND) | 1 | 310 | 310 | 310
SS-518 | EA | LOCKING DOUBLE ACCESS HATCHES, 2'' X 4'', OPEN AREA (SOUTH POND) | 1 | 3500 | 3500 | 3500
SS-519 | EA | GOULDS GRINDER PUMP, 2 INCH (1GA81J2BJ) (SOUTH POND) | 1 | 11000 | 11000 | 11000
SS-520 | EA | CENTIPRO STAINLESS STEEL RAIL SYSTEM (A10-2015) (SOUTH POND) | 1 | 2400 | 2400 | 2400
SS-701-5.1 | LF | BLAST DEFLECTOR FENCE, COMPLETE IN PLACE | 1 | 930 | 930 | 930
SS-901 | LS | AIRPORT SAFETY AND SECURITY | 1 | 30000 | 30000 | 30000
SS-A61300 | EA | RAIN SENSOR (RSD-CEX) (SOUTH POND) | 1 | 350 | 350 | 350
SS-B12103 | EA | QUICK COUPLER WITH NON-LOCKING COVER (5NP) (SOUTH POND) | 1 | 170 | 170 | 170
SS-B12103-B | EA | VALVE BOX (VB-10RNDP-H) (SOUTH POND) | 1 | 20 | 20 | 20
SS-B32453 | EA | ELECTRONIC IRRIGATION VALVE, 2 INCH (200EFB-CP-R) (SOUTH POND) | 1 | 300 | 300 | 300
SS-B32453-B | EA | VALVE BOX (VB-STDP-H) (SOUTH POND) | 1 | 42 | 42 | 42
SS-B45296 | EA | IRRIGATION ROTOR, MAXI PAW (AG5/2045A) (SOUTH POND) | 1 | 40 | 40 | 40
SS-F38000 | EA | PROGRAMMABLE IRRIGATION CONTROLLER (ESP MODULAR SERIES) (SOUTH POND) | 1 | 800 | 800 | 800
SS-L-900.6.1 | EA | LIGHTED RUNWAY CLOSURE MARKERS | 1 | 5000 | 5000 | 5000
SS-P-501.8.1 | LF | PCC JOINT SEALANT REPAIR (RIGID/RIGID PAVEMENT) | 1 | 1.23 | 1.23 | 1.23
SS-P-501.8.2 | LF | PCC JOINT SEALANT REPAIR (RIGID/FLEXIBLE PAVEMENT) | 1 | 1.23 | 1.23 | 1.23
SS-P-501.8.3 | LF | PCC NEW JOINT (RIGID/FLEXIBLE PAVEMENT) | 1 | 1.23 | 1.23 | 1.23
SS-P-501.8.4 | SF | PCC JOINT SPALL REPAIR | 1 | 100 | 100 | 100
SS-P-501.8.5 | SF | CORNER SPALL REPAIR | 1 | 100 | 100 | 100
SS-P-501.8.6 | SF | CORNER BREAK REPAIR | 1 | 600 | 600 | 600
SS-P-620.5.1 | SF | PAVEMENT MARKING, REFLECTIVE | 1 | 0.81 | 0.81 | 0.81
SS-P-620.5.2 | SF | PAVEMENT MARKINGS, NON-REFLECTIVE | 1 | 0.31 | 0.31 | 0.31
SS01000 | SF | MECHANICALLY STABILIZED EARTH (MSE) SLOPES (IN PLACE COMPLETE) | 1 | 10 | 10 | 10
SS01381-A | LS | PRE-CONSTRUCTION VIDEO INSPECTION OF SITE. | 1 | 1500 | 1500 | 1500
SS01381-B | LS | POST-CONSTRUCTION VIDEO INSPECTION OF SITE. | 1 | 1500 | 1500 | 1500
SS01390 | EA | PRE- AND POST- CONSTRUCTION SURVEY (PER PROPERTY) | 1 | 8000 | 8000 | 8000
SS01390 | PROP | PRE- AND POST-CONSTRUCTION SURVEY (PER PROPERTY) | 2 | 1500 | 1500 | 1500
SS01530 | EA | TEMPORARY UTILITY POLE BRACING | 1 | 250 | 250 | 250
SS01540 | DAYS | BY-PASS PUMPING (PER DAY) | 1 | 2400 | 2400 | 2400
SS01540 | LS | BY-PASS PUMPING | 1 | 5000 | 5000 | 5000
SS01540 | LS | BYPASS PUMPING, COMPLETE IN PLACE | 1 | 25000 | 25000 | 25000
SS02060-A | SF | DEMOLITION AND DISPOSAL OF SLAB ON GRADE CONSTRUCTION(SINGLE STORY CONSTRUCTION MEASURED BY BUILDING FOOTPRINT PER SPECIAL SPECIFICATION 02060) | 1 | 1.85 | 1.85 | 1.85
SS02060-B | SF | DEMOLITION AND DISPOSAL OF CONCRETE (FOUNDATIONS, DRIVES, WALKS) TO A DEPTH OF TWO (2) FEET EXISTING GRADE PER SPECIAL SPECIFICATION 02060 | 1 | 0.75 | 0.75 | 0.75
SS02060-C | LF | REMOVAL AND DISPOSAL OF EXISTING FENCES AND GATES (CHAIN LINK PER SPECIAL SPECIFICATION 02060) | 1 | 0.6 | 0.6 | 0.6
SS02060-D | LF | REMOVAL AND DISPOSAL OF EXISTING FENCES AND GATES (WOODEN FENCE PER SPECIAL SPEICIFICATION 02060) | 1 | 1 | 1 | 1
SS02060-E | SF | DEMOLITION AND DISPOOSAL OF MOBILE HOMES (MEASURED BY BUILDING FOOTPRINT PER SPECIAL SPECIFICATION 02060) | 1 | 2.5 | 2.5 | 2.5
SS02060-F | SF | DEMOLITION AND DISPOSAL OF SLAB ON GRADE CONSTRUCTION (TWO STORY CONSTRUCTION MEASURED BY BUILDING FOOTPRINT, NOT PER FLOOR PER SPECIAL SPECIFICATION | 1 | 1.8 | 1.8 | 1.8
SS02260-A | LS | COFFERDAM INSTALLATION/REMOVAL, DEWATERING, AND SEDIMENTATION CONTROL (INCLUDING IN-LINE FLOCCULATION) | 1 | 222565 | 222565 | 222565
SS02260-B | LS | RE-ESTABLISH COFFERDAM IF CRITICAL STORM EVENT OCCURS | 1 | 6000 | 6000 | 6000
SS02263 | SY | PERMANENT TURF REINFORCEMENT MATTING | 1 | 9 | 9 | 9
SS02263-A | SY | Permanent Turf Reinforcement Matting | 1 | 8 | 8 | 8
SS02263-B | SY | PTRM and Chain Link Overlay | 1 | 15 | 15 | 15
SS02300 | TN | FLOOD DEBRIS REMOVAL | 1 | 16 | 16 | 16
SS02310-A | SF | MECHANICALLY STABILIZED EARTH (MSE) SLOPE | 1 | 45 | 45 | 45
SS02340-A | SF | GEOWEB SLOPE STABILIZATION SYSTEM | 1 | 6.18 | 6.18 | 6.18
SS02340-B | EA | EROSION CONTROL MESH | 1 | 1.4 | 1.4 | 1.4
SS02400-A | EA | PEDESTRIAN RAMP | 1 | 2000 | 2000 | 2000
SS02400-AS | EA | ACCESS SHAFT, COMPLETE IN PLACE | 1 | 22000 | 22000 | 22000
SS02400-B | LS | HANDRAIL | 1 | 3400 | 3400 | 3400
SS02400-ES | EA | EXIT SHAFT, COMPLETE IN PLACE | 1 | 3200 | 3200 | 3200
SS02450 | LF | INSTALLATION OF PIPE IN TUNNEL, WITH STEEL ENCASEMENT, COMPLETE IN PLACE | 1 | 817 | 817 | 817
SS02486 | SY | Seeding | 2 | 2.9 | 2.5 | 3.3
SS02490-1 | EA | Ornamental Tree | 1 | 650 | 650 | 650
SS02490-1 | EA | Palm Tree (12''-14'' Height) | 1 | 913.71 | 913.71 | 913.71
SS02490-1 | EA | Shade Tree | 1 | 800 | 800 | 800
SS02490-1 | EA | Shade Tree, Complete in Place | 1 | 380.71 | 380.71 | 380.71
SS02490-2 | EA | Accent Plants - Agave (24" Box) | 2 | 377.665 | 355.33 | 400
SS02490-2 | EA | Accent Plants - Agave (5 gallon) | 1 | 76.14 | 76.14 | 76.14
SS02490-2 | EA | Accent Plants - Yucca (10'') | 2 | 831.09 | 812.18 | 850
SS02490-2 | EA | Accent Plants - Yucca (8'') | 2 | 705.33 | 700 | 710.66
SS02490-3 | EA | Ground Cover (1 gal.) | 2 | 8.075 | 6 | 10.15
SS02490-4 | EA | Vines (5 gal. staked) | 2 | 25.23 | 20 | 30.46
SS02490-5 | SF | Decomposed Granite Gravel (3" Depth) (Landscape) | 2 | 0.96 | 0.5 | 1.42
SS02490-6 | LF | Steel Edging (Landscape) | 2 | 2.9 | 2.5 | 3.3
SS02490-7 | EA | Tree Grate and Frame (5''x5'') | 1 | 3045.69 | 3045.69 | 3045.69
SS02490-7 | EA | Tree Grate and Frame (6''x6'') | 1 | 3248.73 | 3248.73 | 3248.73
SS02490-8 | SF | Decorative Granite Gravel (3" Depth) (Landscape) | 2 | 0.96 | 0.5 | 1.42
SS02810-A | EA | RAINBIRD 16 STATION ESP-LX-MODULATOR CONTROLLER W/ ET MANAGER | 1 | 1082.47 | 1082.47 | 1082.47
SS02810-B | EA | 1" WATTS 007 DOUBLE CHECK VALVE ASSEMBLY IN VALVE BOX | 1 | 273.2 | 273.2 | 273.2
SS02810-C | EA | 1" ISOLATION/SHUT-OFF VALVE | 1 | 46.39 | 46.39 | 46.39
SS02810-D | EA | 1" MASTER VALVE | 1 | 46.39 | 46.39 | 46.39
SS02810-E | LF | 1.0 REMOTE CONTROL VALVES W/ BALL VALVE AND VALVE BOXES | 1 | 72.16 | 72.16 | 72.16
SS02810-F | LF | 2" IRRIGATION MAINLINE | 1 | 2.58 | 2.58 | 2.58
SS02810-G | EA | 4" PVC SLEEVES | 1 | 4.9 | 4.9 | 4.9
SS02810-H | EA | FLUSH VALVES | 1 | 9.28 | 9.28 | 9.28
SS02810-I | EA | QUICK COUPLER IN VALVE BOX | 1 | 121.65 | 121.65 | 121.65
SS02810-J | EA | GATE VALVE IN VALVE BOX | 1 | 77.32 | 77.32 | 77.32
SS02810-K | LF | TREE ROOT WATERING SYSTEM | 1 | 59.79 | 59.79 | 59.79
SS02810-LSS02940-A | EA | NETAFIRM XERI-FLEX DRIPPERLINE TUBING | 1 | 0.46 | 0.46 | 0.46
SS02930 | CY | Structural Soil | 1 | 91.32 | 91.32 | 91.32
SS02935 | MO | Landscape and Irrigation Maintenance | 2 | 1956.65 | 360 | 3553.3
SS02940-A | EA | BICOLOR IRIS (1 GAL) | 1 | 4.3 | 4.3 | 4.3
SS02940-A | EA | CORAL CARPET STONECROP (1 GAL) | 1 | 8.87 | 8.87 | 8.87
SS02940-A | EA | GULF MUHLY (1 GAL) | 1 | 5.23 | 5.23 | 5.23
SS02940-A | EA | KATIE''S PINK DWARF RUELLIA (4" POTS) | 1 | 1.89 | 1.89 | 1.89
SS02940-A | EA | MEXICAN FEATHERGRASS (1 GAL) | 1 | 5.52 | 5.52 | 5.52
SS02940-A | EA | MOUNTAIN PEA (1 GAL) | 1 | 7.08 | 7.08 | 7.08
SS02940-A | EA | TEXAS PERSIMMON | 1 | 242.97 | 242.97 | 242.97
SS02940-B | EA | EVERGREEN GIANT LIRIOPE (5 GAL) | 1 | 13.89 | 13.89 | 13.89
SS02940-B | EA | MEDITERRANEAN PINK HEATH (5 GAL) | 1 | 40.32 | 40.32 | 40.32
SS02940-B | EA | MORNING LIGHT MAIDENGRASS (5 GAL) | 1 | 18.39 | 18.39 | 18.39
SS02940-B | EA | PURPLE TRALLING LANTANA (5 GAL) | 1 | 15.54 | 15.54 | 15.54
SS02940-B | EA | RED YUCCA (5 GAL) | 1 | 19.52 | 19.52 | 19.52
SS02940-B | EA | TEXAS SOTOL (5 GAL) | 1 | 20.31 | 20.31 | 20.31
SS02940-C | EA | 5" BALD CYPRESS (18''-21'' HT) | 1 | 770.57 | 770.57 | 770.57
SS02940-C | EA | TUSCARORA CRAPE MYRTLE (15''-18'') | 1 | 287.81 | 287.81 | 287.81
SS02940-D | LF | 4" STEEL EDGING | 1 | 2.58 | 2.58 | 2.58
SS02940-E | CY | TOPSOIL (24 IN, AREA OUTSIDE GEOWEB ON MOUND) | 1 | 20 | 20 | 20
SS02940-E | CY | TOPSOIL (8 IN, PLANTING BEDS AT GEOWEB) | 1 | 20 | 20 | 20
SS02940-E | CY | TOPSOIL (8 IN, PLANTING IN BEDS OUTSIDE MOUND) | 1 | 20 | 20 | 20
SS02940-G | CY | MULCH (2" DEEP, PLANTING BEDS AT GEOWEB) | 1 | 37.11 | 37.11 | 37.11
SS02940-G | CY | MULCH (4 IN DEEP, BEDS) | 1 | 37.11 | 37.11 | 37.11
SS02980-A | MO | LANDSCAPING MAINTENANCE, 1ST YEAR | 1 | 494.85 | 494.85 | 494.85
SS02980-B | MO | LANDSCAPING MAINTENANCE, 2ND YEAR | 1 | 494.85 | 494.85 | 494.85
SS02980-C | MO | LANDSCAPING MAINTENANCE, 3RD YEAR | 1 | 494.85 | 494.85 | 494.85
SS03350-A | SF | INTEGRAL COLOR CONCRETE PAVEMENT (COLOR 1) | 1 | 3.59 | 3.59 | 3.59
SS03350-B | SF | INTEGRAL COLOR CONCRETE PAVEMENT (COLOR 2) | 1 | 3.89 | 3.89 | 3.89
SS04400-A | LF | MORTARED SEATWALL BLOCK STONE | 1 | 97.94 | 97.94 | 97.94
SS04400-B | SF | MORTARED REVETMENT VENEER STONE | 1 | 6.96 | 6.96 | 6.96
SS04400-C | LF | MORTARED STONE CURB | 1 | 108.25 | 108.25 | 108.25
SS05020-A | LBS | BRIDGE STRUCTURAL STEEL (PLATE GIRDER) | 1 | 2.6 | 2.6 | 2.6
SS05020-B | LBS | BRIDGE STRUCTURAL STEEL (MISC) | 1 | 3.26 | 3.26 | 3.26
SS05070-A | EA | ELASTOMERIC BEARINGS (EE2) | 1 | 2000 | 2000 | 2000
SS05070-B | EA | ELASTOMERIC BEARINGS (F2) | 1 | 2000 | 2000 | 2000
SS05070-C | EA | ELASTOMERIC BEARINGS (EF1) | 1 | 2000 | 2000 | 2000
SS05080-A | LF | SEALED EXPANSION JOINT (MOD) | 1 | 300 | 300 | 300
SS051 8-A | GAL | SERVICE LATERAL GROUT SEALING, ALL DEPTHS, PER GALLON, MAXIMUM OF FIVE (5) GALLONS OF GROUT PER EACH LATERAL, INCLUSIVE OF SUBSEQUENT PRESSURE TESTING | 1 | 250 | 250 | 250
SS0512 | LS | WATER LINE CLEANING, DISINFECTION, FINAL FLUSHING AND BACTERIOLOGICAL TESTING | 1 | 5000 | 5000 | 5000
SS06200-A | LF | IPE (IRONWOOD) RAILING SYSTEM | 1 | 170 | 170 | 170
SS07000-A | EA | DEDICATION PLAQUE | 1 | 1500 | 1500 | 1500
SS1000 | CY | FIELDSTONE WALL/ LEVEL SPREADER | 1 | 180 | 180 | 180
SS1000 | LS | PRE-ENGINEERED BRIDGE, INCLUDING TRUSSES, FLOOR BEAMS, RAILINGS, METAL DECK AND CONC. TOPPING | 1 | 185363 | 185363 | 185363
SS1000-1 | EA | LOCATE & EXPOSE PULL BOX IN GRASS/DIRT | 1 | 220 | 220 | 220
SS1000-1 | EA | LOCATE & EXPOSE PULLBOX IN GRASS/DIRT | 2 | 236 | 212 | 260
SS1000-10 | EA | CONVERTING TXDOT "D" BOX TO TXDOT STACKED "D" BOX | 1 | 300 | 300 | 300
SS1000-10 | EA | DEMOLITION 24" PULL BOX | 1 | 258 | 258 | 258
SS1000-11 | EA | DEMOLITION 36" PULL BOX | 1 | 515 | 515 | 515
SS1000-12 | EA | DEMOLITION TXDOT PULL BOX | 1 | 258 | 258 | 258
SS1000-13 | EA | DEMOLITION TXDOT PULLBOX | 1 | 75 | 75 | 75
SS1000-2 | EA | LOCATE & EXPOSE PULLBOX IN ASPHALT/CONCRETE | 2 | 530 | 260 | 800
SS1000-3 | EA | VERTICAL ADJUSTMENT 24" PULL BOX | 1 | 180 | 180 | 180
SS1000-4 | EA | VERTICAL ADJUSTMENT 36" PULL BOX | 1 | 435 | 435 | 435
SS1000-5 | EA | VERTICAL ADJUSTMENT TXDOT PULL BOX | 1 | 404 | 404 | 404
SS1000-5 | EA | VERTICAL ADJUSTMENT TXDOT PULLBOX | 1 | 250 | 250 | 250
SS1000-6 | EA | CONVERTING 24" PULL BOX TO 36" | 1 | 1617 | 1617 | 1617
SS1000-7 | EA | CONVERTING TXDOT PULL BOX TO M60 | 1 | 1133 | 1133 | 1133
SS1000-8 | EA | CONVERTING TXDOT PULL BOX TO 24" | 1 | 944 | 944 | 944
SS1000-8 | EA | CONVERTING TXDOT PULLBOX TO 24" | 2 | 750 | 600 | 900
SS1000-9 | EA | CONVERTING TXDOT PULL BOX TO 36" | 1 | 1615 | 1615 | 1615
SS1000-9 | EA | CONVERTING TXDOT PULLBOX TO 36" | 2 | 1250 | 1200 | 1300
SS1001 | EA | EXTENDED IRRIGATION AND INTEGRATED PEST MANAGEMENT | 1 | 200 | 200 | 200
SS1001-1 | EA | PROCURE & DELIVER 30'' TIMBER POLE | 1 | 650 | 650 | 650
SS1001-1 | EA | PROCURE AND DELIVERY 30'' TIMBER POLE | 1 | 517 | 517 | 517
SS1001-2 | EA | PROCURE & DELIVER 40'' TIMBER POLE | 1 | 850 | 850 | 850
SS1001-2 | EA | PROCURE AND DELIVERY 40'' TIMBER POLE | 1 | 700 | 700 | 700
SS1001-3 | EA | INSTALL 30'' TIMBER POLE | 2 | 545 | 465 | 625
SS1001-4 | EA | INSTALL 40'' TIMBER POLE | 2 | 693 | 661 | 725
SS1002 | EA | REMOVE TIMBER POLE | 3 | 314 | 215 | 500
SS1003-1 | EA | SET POLE | 4 | 430.75 | 400 | 500
SS1003-2 | EA | HANG MAST ARM | 4 | 453 | 400 | 550
SS1004-1 | EA | REMOVE POLE | 3 | 329.3333 | 300 | 388
SS1004-2 | EA | REMOVE MAST ARM | 1 | 427 | 427 | 427
SS1004-3 | EA | REMOVE POLE FOUNDATION | 2 | 400 | 300 | 500
SS1004-4 | EA | REMOVE PED POLE FOUNDATION | 1 | 197 | 197 | 197
SS1004-5 | EA | REMOVE CONTROLLER FOUNDATION | 2 | 436 | 372 | 500
SS1005-024(i) | LF | 24" DIAMETER TRAFFIC SIGNAL DRILLED SHAFT FOUNDATIONS EAST OF IH 35 | 1 | 143.55 | 143.55 | 143.55
SS1005-024(ii) | LF | 24" DIAMETER TRAFFIC SIGNAL DRILLED SHAFT FOUNDATIONS WEST OF IH 35 | 1 | 152.46 | 152.46 | 152.46
SS1005-124 | LF | 24" DIAMETER TRAFFIC SIGNAL DRILLED SHAFT FOUNDATIONS | 2 | 145.5 | 125 | 166
SS1005-130(i) | LF | 30" DIAMETER TRAFFIC SIGNAL DRILLED SHAFT FOUNDATIONS EAST OF IH 35 | 1 | 166.32 | 166.32 | 166.32
SS1005-130(ii) | LF | 30" DIAMETER TRAFFIC SIGNAL DRILLED SHAFT FOUNDATIONS WEST OF IH 35 | 1 | 180.18 | 180.18 | 180.18
SS1005-130(iii) | LF | 30" DIAMETER TRAFFIC SIGNAL DRILLED SHAFT FOUNDATIONS DOWNTOWN | 1 | 209.88 | 209.88 | 209.88
SS1005-230 | LF | 30" DIAMETER TRAFFIC SIGNAL DRILLED SHAFT FOUNDATIONS | 2 | 175 | 140 | 210
SS1005-236(i) | LF | 36" DIAMETER TRAFFIC SIGNAL DRILLED SHAFT FOUNDATIONS EAST OF IH 35 | 1 | 219.78 | 219.78 | 219.78
SS1005-236(ii) | LF | 36" DIAMETER TRAFFIC SIGNAL DRILLED SHAFT FOUNDATIONS WEST OF IH 35 | 1 | 236.61 | 236.61 | 236.61
SS1005-236(iii) | LF | 36" DIAMETER TRAFFIC SIGNAL DRILLED SHAFT FOUNDATIONS DOWNTOWN | 1 | 254.43 | 254.43 | 254.43
SS1005-336 | LF | 36" DIAMETER TRAFFIC SIGNAL DRILLED SHAFT FOUNDATIONS | 3 | 241.6667 | 235 | 250
SS1005-342(i) | LF | 42" DIAMETER TRAFFIC SIGNAL DRILLED SHAFT FOUNDATIONS EAST OF IH 35 | 1 | 303.93 | 303.93 | 303.93
SS1005-342(ii) | LF | 42" DIAMETER TRAFFIC SIGNAL DRILLED SHAFT FOUNDATIONS WEST OF IH 35 | 1 | 334.62 | 334.62 | 334.62
SS1005-342(iii) | LF | 42" DIAMETER TRAFFIC SIGNAL DRILLED SHAFT FOUNDATIONS DOWNTOWN | 1 | 356.4 | 356.4 | 356.4
SS1005-4 | VF | 48" DIAMETER TRAFFIC SIGNAL DRILLED SHAFT FOUNDATIONS | 1 | 230 | 230 | 230
SS1005-442 | LF | 42" DIAMETER TRAFFIC SIGNAL DRILLED SHAFT FOUNDATIONS | 3 | 309.6667 | 275 | 354
SS1005-448 | LF | 48" DIAMETER TRAFFIC SIGNAL DRILLED SHAFT FOUNDATIONS | 3 | 332 | 300 | 371
SS1005-448(i) | LF | 48" DIAMETER TRAFFIC SIGNAL DRILLED SHAFT FOUNDATIONS EAST OF IH 35 | 1 | 335.61 | 335.61 | 335.61
SS1005-448(ii) | LF | 48" DIAMETER TRAFFIC SIGNAL DRILLED SHAFT FOUNDATIONS WEST OF IH 35 | 1 | 354.42 | 354.42 | 354.42
SS1005-448(iii) | LF | 48" DIAMETER TRAFFIC SIGNAL DRILLED SHAFT FOUNDATIONS DOWNTOWN | 1 | 378.18 | 378.18 | 378.18
SS1005-5(i) | EA | 4" DIAMETER PDESTRIAN SIGNAL FOUNDATION EAST OF IH 35 TYPE A | 1 | 1231 | 1231 | 1231
SS1005-5(ii) | EA | 4" DIAMETER PDESTRIAN SIGNAL FOUNDATION WEST OF IH 35 TYPE A | 1 | 1403 | 1403 | 1403
SS1005-5(iii) | EA | 4" DIAMETER PDESTRIAN SIGNAL FOUNDATION DOWNTOWN TYPE A | 1 | 1686 | 1686 | 1686
SS1005-6(i) | EA | 4" DIAMETER PDESTRIAN SIGNAL FOUNDATION EAST OF IH 35 TYPE B | 1 | 823 | 823 | 823
SS1005-6(ii) | EA | 4" DIAMETER PDESTRIAN SIGNAL FOUNDATION WEST OF IH 35 TYPE B | 1 | 827 | 827 | 827
SS1005-6(iii) | EA | 4" DIAMETER PDESTRIAN SIGNAL FOUNDATION DOWNTOWN TYPE B | 1 | 1033 | 1033 | 1033
SS1006 | EA | RETRO FITTING TORSION ASSISTED LIDS | 1 | 2198 | 2198 | 2198
SS1006-1 | EA | INSTALL DYNAMIC MESSAGE SIGN | 1 | 1000 | 1000 | 1000
SS1007 | EA | PROCUREMENT AND INSTALLATION OF HUB CABINET FOUNDATIONS | 1 | 2575 | 2575 | 2575
SS1007-20 | EA | DYNAMIC MESSAGE SIGN POLE ASSEMBLY - 20'' ARM (FURNISH AND INSTALL) | 1 | 20500 | 20500 | 20500
SS1007-25 | EA | DYNAMIC MESSAGE SIGN POLE ASSEMBLY - 25'' ARM (FURNISH AND INSTALL) | 1 | 21750 | 21750 | 21750
SS1007-30 | EA | DYNAMIC MESSAGE SIGN POLE ASSEMBLY - 30'' ARM (FURNISH AND INSTALL) | 1 | 22500 | 22500 | 22500
SS1008-BP | EA | ENGINEERED BORING PROFILE PLAN FOR UTILITY POTHOLING | 1 | 706 | 706 | 706
SS1008-PH(i) | EA | POT HOLE FOR UTILITIES - EAST OF IH 35 | 1 | 842 | 842 | 842
SS1008-PH(ii) | EA | POT HOLE FOR UTILITIES - WEST OF IH 35 | 1 | 940.5 | 940.5 | 940.5
SS1008-PH(iii) | EA | POT HOLE FOR UTILITIES - DOWNTOWN | 1 | 1040 | 1040 | 1040
SS1008-PHE(i) | EA | POT HOLE FOR UTILITIES - EAST OF IH 35 - ADDITIONAL 12" | 1 | 178 | 178 | 178
SS1008-PHE(ii) | EA | POT HOLE FOR UTILITIES - WEST OF IH 35 - ADDITIONAL 12" | 1 | 198 | 198 | 198
SS1008-PHE(iii) | EA | POT HOLE FOR UTILITIES - DOWNTOWN - ADDITIONAL 12" | 1 | 198 | 198 | 198
SS101-S | EA | PREPARING RIGHT OF WAY (DEBRIS REMOVAL) | 1 | 300 | 300 | 300
SS1025-01 | LS | 1503 MURRAY LN., AUSTIN, TEXAS | 1 | 30000 | 30000 | 30000
SS1025-01 | LS | 4601 SHOAL CREEK BLVD, AUSTIN, TEXAS, SARAH CAMPBELL; COMPLETE AND IN PLACE | 1 | 6000 | 6000 | 6000
SS1025-01 | LS | PRIVATE LATERAL RELOCATION 2208 EUCLID AVENUE, AUSTIN, TEXAS; COMPLETE AND IN PLACE, PER LUMP SUM | 1 | 5000 | 5000 | 5000
SS1025-02 | LS | 1505 MURRAY LN., AUSTIN, TEXAS | 1 | 28000 | 28000 | 28000
SS1025-02 | LS | 4603 SHOAL CREEK BLVD, AUSTIN, TEXAS, DANIEL GOEMANS; COMPLETE AND IN PLACE | 1 | 4500 | 4500 | 4500
SS1025-02 | LS | PRIVATE LATERAL RELOCATION 2210 EUCLID AVENUE, AUSTIN, TEXAS; COMPLETE AND IN PLACE, PER LUMP SUM | 1 | 5000 | 5000 | 5000
SS1025-03 | LS | 1507 MURRAY LN., AUSTIN, TEXAS | 1 | 2000 | 2000 | 2000
SS1025-03 | LS | 4606 SINCLAIR AVE, AUSTIN, TEXAS, HUGH STEPHENS NEWHINNEY; COMPLETE AND IN PLACE | 1 | 4500 | 4500 | 4500
SS1025-03 | LS | PRIVATE LATERAL RELOCATION 206 FLETCHER STREET, AUSTIN, TEXAS; COMPLETE AND IN PLACE, PER LUMP SUM | 1 | 5000 | 5000 | 5000
SS1025-04 | LS | 4608 SINCLAIR AVE, AUSTIN, TEXAS, KATHRYN ANN KOCUREK; COMPLETE AND IN PLACE | 1 | 4500 | 4500 | 4500
SS1025-04 | LS | PRIVATE LATERAL RELOCATION 2207 WILSON STREET, AUSTIN, TEXAS; COMPLETE AND IN PLACE, PER LUMP SUM | 1 | 5000 | 5000 | 5000
SS1025-05 | LS | 1511 MURRAY LN., AUSTIN, TEXAS | 1 | 16000 | 16000 | 16000
SS1025-05 | LS | 4600 SHOALWOOD AVE, AUSTIN, TEXAS, JOE LEHMAN; COMPLETE AND IN PLACE | 1 | 6000 | 6000 | 6000
SS1025-05 | LS | PRIVATE LATERAL RELOCATION 2209 WILSON STREET, AUSTIN, TEXAS; COMPLETE AND IN PLACE, PER LUMP SUM | 1 | 5000 | 5000 | 5000
SS1025-06 | LS | 1513 MURRAY LN., AUSTIN, TEXAS | 1 | 18000 | 18000 | 18000
SS1025-06 | LS | 4602 SHOALWOOD AVE., AUSTIN, TEXAS, CITY OF AUSTIN; COMPLETE AND IN PLACE | 1 | 2800 | 2800 | 2800
SS1025-06 | LS | PRIVATE LATERAL RELOCATION 2211 WILSON STREET, AUSTIN, TEXAS; COMPLETE AND IN PLACE, PER LUMP SUM | 1 | 5000 | 5000 | 5000
SS1025-07 | LS | 1515 MURRAY LN., AUSTIN, TEXAS | 1 | 22000 | 22000 | 22000
SS1025-07 | LS | 4601 SHOALWOOD AVE., AUSTIN, TEXAS, SAMUEL COHN & LYNN WALLISCH; COMPLETE AND IN PLACE | 1 | 4500 | 4500 | 4500
SS1025-07 | LS | PRIVATE LATERAL RELOCATION 2213 WILSON STREET, AUSTIN, TEXAS; COMPLETE AND IN PLACE, PER LUMP SUM | 1 | 5000 | 5000 | 5000
SS1025-08 | LS | 1517 MURRAY LN., AUSTIN, TEXAS | 1 | 28000 | 28000 | 28000
SS1025-08 | LS | 4609 SHOALWOOD AVE., AUSTIN, TEXAS, MICHAEL VASSAR & JANE EVA BULLARD; COMPLETE AND IN PLACE | 1 | 6000 | 6000 | 6000
SS1025-08 | LS | PRIVATE LATERAL RELOCATION 301 W. LIVE OAK STREET, AUSTIN, TEXAS; COMPLETE AND IN PLACE, PER LUMP SUM | 1 | 5000 | 5000 | 5000
SS1025-09 | LS | 1519 MURRAY LN., AUSTIN, TEXAS | 1 | 18000 | 18000 | 18000
SS1025-09 | LS | 6204 CARY DRIVE, AUSTIN, TEXAS, GEORGE CHARLES SVIHLA; COMPLETE AND IN PLACE | 1 | 8000 | 8000 | 8000
SS1025-1 | EA | PRIVATE LATERAL RELOCATION 2012 E. 7TH. ST. | 1 | 12000 | 12000 | 12000
SS1025-10 | LS | 1500 MARSHALL LN., AUSTIN, TEXAS | 1 | 37000 | 37000 | 37000
SS1025-10 | LS | 6206 CARY DRIVE , AUSTIN, TEXAS, DARLENE ANN GIFFORRO; COMPLETE AND IN PLACE | 1 | 4500 | 4500 | 4500
SS1025-11 | LS | 1502 MARSHALL LN., AUSTIN, TEXAS | 1 | 14000 | 14000 | 14000
SS1025-11 | LS | 6205 CARY DRIVE, AUSTIN, TEXAS, LINDA GAIL SHEEHAN; COMPLETE AND IN PLACE | 1 | 4500 | 4500 | 4500
SS1025-12 | LS | 1504 MARSHALL LN., AUSTIN, TEXAS | 1 | 16000 | 16000 | 16000
SS1025-12 | LS | 6207 CARY DRIVE, AUSTIN, TEXAS, JOSEPH JOY CHESSON; COMPLETE AND IN PLACE | 1 | 4500 | 4500 | 4500
SS1025-13 | LS | 1508 MARSHALL LN., AUSTIN, TEXAS | 1 | 40000 | 40000 | 40000
SS1025-13 | LS | 6100 NASCO DRIVE, AUSTIN, TEXAS, KIRK & KIMBERLY; COMPLETE AND IN PLACE | 1 | 6000 | 6000 | 6000
SS1025-14 | LS | 1702 WINDSOR RD., AUSTIN, TEXAS | 1 | 16000 | 16000 | 16000
SS1025-14 | LS | 6101 NASCO DRIVE, AUSTIN, TEXAS, BOBBI KAYE JONES & DAVID GILLIAN; COMPLETE AND IN PLACE | 1 | 6000 | 6000 | 6000
SS1025-15 | LS | 1704 WINDSOR RD., AUSTIN, TEXAS | 1 | 24000 | 24000 | 24000
SS1025-15 | LS | 6102 NASCO DRIVE, AUSTIN, TEXAS, CHRIS COLLARD; COMPLETE AND IN PLACE | 1 | 6000 | 6000 | 6000
SS1025-16 | LS | 1706 WINDSOR RD., AUSTIN, TEXAS | 1 | 28000 | 28000 | 28000
SS1025-16 | LS | 6103 NASCO DRIVE, AUSTIN, TEXAS, JASON & COURTNEY ROSS; COMPLETE AND IN PLACE | 1 | 6000 | 6000 | 6000
SS1025-17 | LS | 1708 WINDSOR RD., AUSTIN, TEXAS | 1 | 18000 | 18000 | 18000
SS1025-17 | LS | 6104 NASCO DRIVE, AUSTIN, TEXAS, DAVID ESPINOZA; COMPLETE AND IN PLACE | 1 | 6000 | 6000 | 6000
SS1025-18 | LS | 1710 WINDSOR RD., AUSTIN, TEXAS | 1 | 31000 | 31000 | 31000
SS1025-18 | LS | 6105 NASCO DRIVE, AUSTIN, TEXAS, PATRICK MCDONALD; COMPLETE AND IN PLACE | 1 | 6000 | 6000 | 6000
SS1025-19 | LS | 900 ROBERTSON, AUSTIN, TEXAS | 1 | 28000 | 28000 | 28000
SS1025-2 | EA | PRIVATE LATERAL RELOCATION 2017 E. 8TH. ST. | 1 | 12000 | 12000 | 12000
SS1025-20 | LS | 902 ROBERTSON, AUSTIN, TEXAS | 1 | 27000 | 27000 | 27000
SS1025-20 | LS | 6201 NASCO DRIVE, AUSTIN, TEXAS, VIRGIL FRED BOMAR SR; COMPLETE AND IN PLACE | 1 | 6000 | 6000 | 6000
SS1025-21 | LS | 904 ROBERTSON, AUSTIN, TEXAS | 1 | 40000 | 40000 | 40000
SS1025-21 | LS | 6200 NASCO DRIVE, AUSTIN, TEXAS, SHIRLEY A & DOUGLAS ROGERS; COMPLETE AND IN PLACE | 1 | 6000 | 6000 | 6000
SS1025-22 | LS | 906 ROBERTSON, AUSTIN, TEXAS | 1 | 8000 | 8000 | 8000
SS1025-22 | LS | 6203 NASCO DRIVE, AUSTIN, TEXAS, JUDY AND BOB ZALESKY; COMPLETE AND IN PLACE | 1 | 6000 | 6000 | 6000
SS1025-23 | LS | 908 ROBERTSON, AUSTIN, TEXAS | 1 | 3200 | 3200 | 3200
SS1025-23 | LS | 6202 NASCO DRIVE, AUSTIN, TEXAS, MARVIN MILLS; COMPLETE AND IN PLACE | 1 | 6000 | 6000 | 6000
SS1025-24 | LS | 1615 CONFEDERATE AVE., AUSTIN, TEXAS | 1 | 4500 | 4500 | 4500
SS1025-24 | LS | 6204 NASCO DRIVE, AUSTIN, TEXAS, REBECCA READ WALLACE; COMPLETE AND IN PLACE | 1 | 6000 | 6000 | 6000
SS1025-25 | LS | 6205 NASCO DRIVE, AUSTIN, TEXAS, DUNCAN AND DONNA FOX; COMPLETE AND IN PLACE | 1 | 6000 | 6000 | 6000
SS1025-26 | LS | 6206 NASCO DRIVE, AUSTIN, TEXAS, ROBERT MARVIN LUEDTRE; COMPLETE AND IN PLACE | 1 | 6000 | 6000 | 6000
SS1025-27 | LS | 6207 NASCO DRIVE, AUSTIN, TEXAS, JOHN TOOLE; COMPLETE AND IN PLACE | 1 | 6000 | 6000 | 6000
SS1025-28 | LS | 6209 NASCO DRIVE, AUSTIN, TEXAS, BETTY REECE LUEDTRE; COMPLETE AND IN PLACE | 1 | 6000 | 6000 | 6000
SS1025-W01 | EA | 2200 NUECES ST, AUSTIN, TX, WESLEY FOUNDATION OF AUSTIN (LOT 7A OUTLOT 34 DIVISION D&E HORSTS LOUIS SUBDIVISION); COMPLETE AND IN PLACE, PER LUMP SUM | 1 | 5000 | 5000 | 5000
SS1025-W01A | EA | 608 WEST 22ND ST, AUSTIN, TX, TEXAS STATE FREEDOM (LOT 2 MCHONE ADDITION); COMPLETE AND IN PLACE, PER LUMP SUM | 1 | 6000 | 6000 | 6000
SS1025-W02 | EA | 701 WEST 22ND 1/2 ST, AUSTIN, TX, SV HARDING REALCO (LOT 4 &5 OUTLOT 34 DIVISION D HORSTS LOUIS SUBDIVISION); COMPLETE AND IN PLACE, PER LUMP SUM | 1 | 6000 | 6000 | 6000
SS1025-W03 | EA | 702 WEST 22ND 1/2 ST., AUSTIN, TX, SV HARDING REALCO (LOT 4&5 OUTLOT 34 DIVISION D HORSTS LOUIS SUBDIVISION); COMPLETE AND IN PLACE, PER LUMP SUM | 1 | 6000 | 6000 | 6000
SS1025-W04 | EA | 2206 NUECES ST., AUSTIN, TX, GINGER WILCHAR AYDAM TRUST LIFE STATE (NUECES PLACE CONDOMINIUMS HORSTS LOUIS SUBDIVISION); COMPETE AND IN PLACE, PER LUM | 1 | 5000 | 5000 | 5000
SS1025-W05 | EA | 2210 NUECES ST, AUSTIN, TX , GINGER WILCHAR AYDAM TRUST LIFE STATE SCHOCH-WORLEY FAMILY PARTNERSHIP (LOT 11 OUTLOT 34 DIVISION D HORSTS LOUIS SUBDIVIS | 1 | 5000 | 5000 | 5000
SS1025-W06 | EA | 2301 RIO GRANDE ST, AUSTIN, TX, MICHEL ISSA & SOMERSET PARTNERS LTD (LOT 6 OUTLOT 37 DIVISION D HORSTS LOUIS SUBDIVISION); COMPLETE AND IN PLACE, PER | 1 | 7000 | 7000 | 7000
SS1025-W07 | EA | 2303 RIO GRANDE ST, AUSTIN, TX, RLMH LTD (LOT 5A AMENDED PLAT OF 5 & A PORTION OF LOT 4 OUTLOT 37 DIVISION D HORSTS LOUIS SUBDIVISION); COMPLETE AND I | 1 | 5000 | 5000 | 5000
SS1025-W08 | EA | 2305 RIO GRANDE ST, AUSTIN, TX, RICHARD G HARDIN (LOT 4A AMENDED PLAT OF 5 & A PORTION OF LOT 4 OUTLOT 37 DIVISION D HORSTS LOUIS SUBDIVISION); COMPLE | 1 | 5000 | 5000 | 5000
SS1025-W09 | EA | 2307 RIO GRANDE ST, AUSTIN, TX, SOMERSET PARTNERS (SOUTH 23.3 FT OF LOT 3, NORTH 23.3 FT OF LOT 4 OUTLOT 37 DIVISION D HORSTS LOUIS SUBDIVISION); COMP | 1 | 6000 | 6000 | 6000
SS1025-W10 | EA | 2309 RIO GRANDE ST, AUSTIN, TX, MICHEL E. ISSA (NORTH 46.7 FT OF LOT 3 OUTLOT 37 DIVISION D HORSTS LOUIS SUBDIVISION); COMPLETE AND IN PLACE, PER LUMP | 1 | 4500 | 4500 | 4500
SS1026-1 | LS | Private Water Service Relocation - 1409 East 7th Street, Lot 5, Block 1, Outlot 4, Division A | 1 | 8800 | 8800 | 8800
SS1026-2 | LS | Private Water Service Relocation - 1611 East 7th Street, Lot 19, Outlot 5, Division A, McFalls Subdivsion | 1 | 6600 | 6600 | 6600
SS1026-3 | LS | Private Water Service Relocation - 1619-1621 East 7th Street, Lot 14-15, Outlot 5, Division A, McFalls Subdivsion | 1 | 7800 | 7800 | 7800
SS1026-4 | LS | Private Water Service Relocation - 1308 East 7th Street, Lot 5, Block 1, Outlot 4, Division A, Stuart & Mair Subdivsion | 1 | 8000 | 8000 | 8000
SS1028-19 | LS | 6106 NASCO DRIVE, AUSTIN, TEXAS, KEITH WALTERS; COMPLETE AND IN PLACE | 1 | 6000 | 6000 | 6000
SS11009 | LS | VORTEX ASSEMBLY | 1 | 75000 | 75000 | 75000
SS11009-1 | EA | VORTEX ASSMEBLY (RIVERSIDE) | 1 | 95000 | 95000 | 95000
SS11009-2 | EA | VORTEX ASSEMBLY (TOOMEY) | 1 | 55000 | 55000 | 55000
SS11009-3 | EA | VORTEX ASSEMBLY (LAMAR) | 1 | 75000 | 75000 | 75000
SS11308 | LS | Dewatering | 1 | 15000 | 15000 | 15000
SS1301S-B | SY | GRANITE GRAVEL HIKE AND BIKE TRAIL | 1 | 35 | 35 | 35
SS131 | CY | BIOFILTRATION MEDIA, DEPTH VARIES (PER SHEET 10 OF DRAWINGS) | 1 | 48 | 48 | 48
SS13110 | LS | TOOMEY BYPASS PUMPING STATION | 1 | 250000 | 250000 | 250000
SS13111 | LS | TOOMEY LIFT STATION DECOMMISSIONING, INCLUDING CONVERSION TO A SHAFT FOR TUNNEL CONSTRUCTION, AND THEN TO A TUNNEL ACCESS MANHOLE | 1 | 300000 | 300000 | 300000
SS13112 | LS | SHOAL CREEK LIFT STATION DEMOLITION AND ABANDONMENT | 1 | 100000 | 100000 | 100000
SS13270 | LS | BIOFILTER ODOR CONTROL SYSTEM | 1 | 90000 | 90000 | 90000
SS1380 | LS | CONSTRUCTION PHOTOGRAPHS | 1 | 7500 | 7500 | 7500
SS1381-1 | LS | PRE & POST CONSTRUCTION VIDEO INSPECTION | 1 | 19000 | 19000 | 19000
SS15-40-LS | LS | WASTEWATER BY-PASS PUMPING | 1 | 85000 | 85000 | 85000
SS150-A1 | CY | Disposal of Class I Soil | 2 | 180 | 160 | 200
SS150-A2 | CY | Disposal of Class II Soil | 2 | 150 | 150 | 150
SS150-B1 | GAL | Disposal of Class I Liquid | 2 | 2.45 | 1.9 | 3
SS150-B2 | GAL | Disposal of Class II Liquid | 2 | 1.4 | 1 | 1.8
SS150-S | TONS | REMOVAL AND DISPOSAL OF CONTAMINATED SOIL AT AN APPROVED OFF-SITE DISPOSAL FACILITY (PER SPECIAL SPECIFICATION FOR CONTAMINATED SOIL AND WATER) | 1 | 250 | 250 | 250
SS150-SI | TON | REMOVAL AND DISPOSAL OF CLASS I CONTAMINATED SOIL | 1 | 215 | 215 | 215
SS150-SII | TON | REMOVAL AND DISPOSAL OF CLASS II CONTAMINATED SOIL | 1 | 180 | 180 | 180
SS150-T | TANK | REMOVAL AND DISPOSAL OF UNDERGROUND STORAGE TANK AT AN APPROVED OFF-SITE DISPOSAL FACILITY (PER SPECIAL SPECIFICATION FOR CONTAMINATED SOIL AND WATER) | 1 | 20000 | 20000 | 20000
SS150-W | GAL | REMOVAL AND DISPOSAL OF CONTAMINATED WATER AT AN APPROVE OFF-SITE DISPOSAL FACILITY (PER SPECIAL SPECIFICATION FOR CONTAMINATED SOIL AND WATER) | 1 | 10 | 10 | 10
SS150-WI | GAL | REMOVAL AND DISPOSAL OF CLASS I LIQUID WASTE | 1 | 32 | 32 | 32
SS150-WII | GAL | REMOVAL AND DISPOSAL OF CLASS II LIQUID WASTE | 1 | 58 | 58 | 58
SS1501 | EA | TEMPORARY UTILITY POLE BRACING | 1 | 1000 | 1000 | 1000
SS1501 | EA | TEMPORARY UTILITY POLE BRACING | 1 | 1000 | 1000 | 1000
SS1501 | EA | TEMPORARY UTILITY POLE BRACING FOR POWER POLES AND GUY WIRES | 1 | 500 | 500 | 500
SS154 0-BP4 | WD | BY-PASS PUMPING FOR LINES 20" - 24" COMLPETE AND IN PLACE, PER WORKING DAY OPERATION | 1 | 4000 | 4000 | 4000
SS154 11 0-BP1 | WD | BY-PASS PUMPING FOR LINES 15" TO 18" COMPLETE AND IN PLACE, PER WORKING DAY OPERATION | 1 | 100 | 100 | 100
SS154 2 0-BP3 | WD | BY-PASS PUMPING FOR LINES 30" - 36" COMLPETE AND IN PLACE, PER WORKING DAY OPERATION | 1 | 25000 | 25000 | 25000
SS154 2 0-BP4 | WD | BY-PASS PUMPING FOR LINES 42" - 48" COMLPETE AND IN PLACE, PER WORKING DAY OPERATION | 1 | 35000 | 35000 | 35000
SS154 2 0-BP5 | WD | BY-PASS PUMPING FOR LINES 54" COMLPETE AND IN PLACE, PER WORKING DAY OPERATION | 1 | 10000 | 10000 | 10000
SS1540-1 | Day | 4" pump without sound attenuating enclosure for 12-inch diameter or greater wastewater mains, including up to 500 linear feet of discharge hose/piping | 1 | 200 | 200 | 200
SS1540-10 | Day | 6" pump with sound attenuating enclosure for 12-inch diameter or greater wastewater mains, hose/piping paid separately, including backup pump with sou | 1 | 1800 | 1800 | 1800
SS1540-11 | Day | 8" pump with sound attenuating enclosure for 12-inch diameter or greater wastewater mains, hose/piping paid separately, including backup pump with sou | 1 | 2000 | 2000 | 2000
SS1540-12 | Day | 12" pump with sound attenuating enclosure for 12-inch diameter or greater wastewater mains, hose/piping paid separately, including backup pump with so | 1 | 3000 | 3000 | 3000
SS1540-13 | HR | Two attendants to monitor bypass pumping operation when no other work is occurring onsite, complete and in place. | 1 | 60 | 60 | 60
SS1540-2 | Day | 6" pump without sound attenuating enclosure for 12-inch diameter or greater wastewater mains, including up to 500 linear feet of discharge hose/piping | 1 | 500 | 500 | 500
SS1540-3 | Day | 8" pump without sound attenuating enclosure for 12-inch diameter or greater wastewater mains, including up to 500 feet of discharge hose/piping and ap | 1 | 800 | 800 | 800
SS1540-4 | Day | 12" pump without sound attenuating enclosure for 12-inch diameter or greater wastewater mains, including up to 500 linear feet of discharge hose/pipin | 1 | 2500 | 2500 | 2500
SS1540-5 | LF/Day | 4-inch diameter bypass pumping hose/piping for lengths in excess of 500 feet for 6-inch to 10-inch diameter mains or all lengths of bypass hose/piping | 1 | 3 | 3 | 3
SS1540-6 | LF/Day | 6-inch diameter bypass pumping hose/piping for lengths in excess of 500 feet or more for 6-inch to 10-inch diameter mains or all lengths of bypass hos | 1 | 8 | 8 | 8
SS1540-7 | LF/Day | 8-inch diameter bypass pumping hose/piping for lengths in excess of 500 feet for 6-inch to 10-inch diameter mains or all lengths of bypass hose/piping | 1 | 9 | 9 | 9
SS1540-8 | LF/Day | 12-inch diameter bypass pumping hose/piping for lengths in excess of 500 feet for 6-inch to 10-inch diameter mains or all lengths of bypass hose/pipin | 1 | 10 | 10 | 10
SS1540-9 | Day | 4" pump with sound attenuating enclosure for 12-inch diameter or greater wastewater mains, hose/piping paid separately, including backup pump with sou | 1 | 1200 | 1200 | 1200
SS1540-LS | LS | WASTEWATER BYPASS PAUMPING | 1 | 18100 | 18100 | 18100
SS16000 | LS | CONSTRUCT DUCT BANK FOR AUSTIN ENERGY | 1 | 10000 | 10000 | 10000
SS16010-A | EA | TYPE A FIXTURES, BRIDGE RAIL | 1 | 1015.23 | 1015.23 | 1015.23
SS16010-B | EA | TYPE B FIXTURES, UNDERSIDE OF BRIDGE | 1 | 913.71 | 913.71 | 913.71
SS16110-A | LF | 3/4" CONDUIT - LIGHT FIXTURES | 1 | 6.09 | 6.09 | 6.09
SS16110-B | LF | 3/4" CONDUIT - AAIP CIRCUIT | 1 | 9.14 | 9.14 | 9.14
SS16110-C | LF | 4" CONDUIT - FIBER OPTIC CABLE | 1 | 74.11 | 74.11 | 74.11
SS16120-A | LF | 2-#10-AWG (CU) - LIGHT FIXTURES | 1 | 2.03 | 2.03 | 2.03
SS1699 | LS | WATER QUALITY POND (NORTH WATER QUALITY POND) | 1 | 55000 | 55000 | 55000
SS17000 | LS | HYDROGEN SULFIDE DETECTION/MONITORING EQUIPMENT | 1 | 10000 | 10000 | 10000
SS2030 | SF | GRASS PAVE ACCESS DRIVE | 1 | 9 | 9 | 9
SS2035 | LF | MULCH SOCK 18" DIAMETER | 2 | 14.5 | 12 | 17
SS2253-14 | LF | Additional cost for excavation of new trench in rock for depths of 0 - 6 feet, all sizes, complete and in place. | 1 | 35 | 35 | 35
SS2253-15 | LF | Additional cost for excavation of new trench in rock for depths of 6.1 - 8 feet, all sizes, complete and in place. | 1 | 40 | 40 | 40
SS2253-16 | LF | Additional cost for excavation of new trench in rock for depths of 8.1 - 10 feet, all sizes, complete and in place. | 1 | 45 | 45 | 45
SS2253-17 | LF | Additional cost for excavation of new trench in rock for depths of 10.1 - 12 feet, all sizes, complete and in place. | 1 | 50 | 50 | 50
SS2253-18 | LF | Additional cost for excavation of new trench in rock for depths of 12.1 - 14 feet, all sizes, complete and in place. | 1 | 55 | 55 | 55
SS2253-19 | LF | Additional cost for excavation of new trench in rock for depths of 14.1 - 16 feet, all sizes, complete and in place. | 1 | 60 | 60 | 60
SS2253-20 | Day | Vacuum Excavation in tree root zones using air to loosen soil, including excavation, disposal of spoils offsite, and labor, complete and in place | 1 | 2000 | 2000 | 2000
SS2253-21 | Day | Vacuum Excavation in tree root zones using water to loosen soil, including excavation, disposal of spoils offsite, and labor, complete and in place. | 1 | 2500 | 2500 | 2500
SS2253-22 | Day | Potholing for investigation of unknown utilities, no pipe or manhole installed, including excavation, and backfill, all subsurface conditions depths o | 1 | 2000 | 2000 | 2000
SS2253-23 | Day | Potholing for investigation, no pipe or manhole installed, including excavation, and backfill, all subsurface conditions depths of 6.1 - 10 feet, comp | 1 | 2000 | 2000 | 2000
SS2253-24 | Day | Potholing for investigation, no pipe or manhole installed, including excavation, and backfill, all subsurface conditions depths of 10.1 - 14 feet, com | 1 | 3000 | 3000 | 3000
SS2253-25 | LF | Wastewater line backfill with material excavated from trench for depths of 0 - 6 feet, complete and in place. Pipe and excavation will be paid for se | 1 | 7 | 7 | 7
SS2253-26 | LF | Wastewater line backfill with material excavated from trench for depths of 6.1 - 10 feet, complete and in place. Pipe and excavation will be paid for | 1 | 12 | 12 | 12
SS2253-27 | LF | Wastewater line backfill with material excavated from trench for depths of 10.1 - 12 feet, complete and in place. Pipe and excavation will be paid | 1 | 17 | 17 | 17
SS2253-28 | LF | Wastewater line backfill with material excavated from trench for depths of 12.1 - 14 feet, complete and in place. Pipe and excavation will be paid fo | 1 | 22 | 22 | 22
SS2253-30 | EA | Repair/rebuild existing manhole bench and/or invert, flow control, bypass pumping and/or plugging/blocking to be subsidiary to this pay item, complete | 1 | 1400 | 1400 | 1400
SS2253-31 | EA | Installation of 6" diameter SDR 26 PVC, 2-way cleanout, all depths, complete and in place. | 1 | 1000 | 1000 | 1000
SS2253-32 | EA | Installation of cast iron cleanout frame and cover in grassed areas in accordance with detail 520S-4A, complete and in place. | 1 | 125 | 125 | 125
SS2253-33 | EA | Installation of cast iron cleanout frame and cover in driveways per standard detail 520S-4, complete and in place. | 1 | 150 | 150 | 150
SS2253-34 | EA | Abandon existing wastewater lines by cutting and plugging, depth 0┐ to 8┐, all sizes, complete and in place. | 1 | 1500 | 1500 | 1500
SS2253-35 | EA | Abandon existing wastewater lines by cutting and plugging, depth 8┐ to 16┐, all sizes, complete and in place. | 1 | 2500 | 2500 | 2500
SS2253-36 | CY | Grouting of abandoned wastewater lines, min. payment will be 2 CY, complete and in place. | 1 | 200 | 200 | 200
SS2253-37 | EA | Remove existing and install new 1" combination air release / vacuum relief valve in existing vault. No mobilization paid with this item. Valve must b | 1 | 10 | 10 | 10
SS2253-38 | EA | Remove existing and install new 2" combination air release / vacuum relief valve in existing vault. No mobilization paid with this item. Valve must b | 1 | 3000 | 3000 | 3000
SS2253-39 | EA | Remove existing and install new 3" combination air release / vacuum relief valve in existing vault. No mobilization paid with this item. Valve must b | 1 | 4000 | 4000 | 4000
SS2253-40 | EA | Licensed plumber mobilization allowance per private lateral relocation, including obtaining Plumbing Permit, and Inspection Fees | 1 | 800 | 800 | 800
SS2253-41 | LF | Private lateral relocation by licensed plumber, minimum payment is 30 feet, complete and in-place | 1 | 150 | 150 | 150
SS2253-42 | HR | Investigation work by contractor to determine if service line encountered is active using mini camera and dye, with Owner present | 1 | 150 | 150 | 150
SS2263 | SY | PERMANENT TURF REINFORCEMENT MATTING (NORTH AMERICAN GREEN P55 OR APPROVED EQUAL) | 1 | 14.18 | 14.18 | 14.18
SS2263-29 | LF | Wastewater line backfill with material excavated from trench for depths of 14.1 - 16 feet, complete and in place. Pipe and excavation will be paid | 1 | 25 | 25 | 25
SS2271 | LF | COMPOST/MULCH FILTER TUBE | 1 | 7 | 7 | 7
SS2295-A | EA | OBSERVATION WELL | 1 | 2000 | 2000 | 2000
SS2295-B | EA | CONVERGENCE POINTS/GAUGES | 1 | 500 | 500 | 500
SS2295-C | EA | VIBRATING WIRE PIEZOMETER | 1 | 1500 | 1500 | 1500
SS2295-D | EA | INCLINOMETER | 1 | 10000 | 10000 | 10000
SS2295-E | EA | UTILITY MONITORING POINT | 1 | 3000 | 3000 | 3000
SS2295-F | EA | DEFORMATION MONITORING POINT - TYPE 1, 2, AND 3 | 1 | 400 | 400 | 400
SS2295-G | EA | SEISMOGRAPH EQUIPMENT | 1 | 9000 | 9000 | 9000
SS2295-H | LS | GEOTECHNICAL MONITORING PROGRAM | 1 | 35000 | 35000 | 35000
SS2305-1 | EA | SETTLEMENT POINTS | 1 | 1000 | 1000 | 1000
SS2305-2 | EA | TUNNEL CONVERGENCE POINTS: 29 ARRAYS OF 3 POINTS | 1 | 2100 | 2100 | 2100
SS2305-3 | EA | SURFACE SETTLEMENT MARKERS | 1 | 600 | 600 | 600
SS2305-4 | EA | SUBSURFACE SHALLOW SETTLEMENT INDICATORS | 1 | 600 | 600 | 600
SS2305-5 | EA | STAND PIPE PIEZOMETERS | 1 | 25000 | 25000 | 25000
SS2305-6 | EA | SHAFT CONVERGENCE POINTS: 12 ARRAYS OF FOUR POINTS | 1 | 2100 | 2100 | 2100
SS2310 | LS | ROCK TUNNEL EXCAVATION BY TBM | 1 | 6529398 | 6529398 | 6529398
SS2310-1 | LF | TUNNEL EXCAVATION REACH 1 (STA. 0+00 TO 64+53, INCLUDING EXCAVATION AND INITIAL SUPPORT FOR THE TIE-IN TO THE GOVALLE TUNNEL (EXCAVATION REACH MEASURE | 1 | 800 | 800 | 800
SS2310-10 | LF | TUNNEL EXCAVATION REACH 10 (STA.174+50 TO 186+00) (EXCAVATION REACH MEASURED FROM CENTERLINE OF SHAFTS) | 1 | 1000 | 1000 | 1000
SS2310-2 | LF | TUNNEL EXCAVATION REACH 2 (STA. 64+53 TO 104+00 (EXCAVATION REACH MEASURED FROM CENTERLINE OF SHAFTS) | 1 | 750 | 750 | 750
SS2310-3 | LF | TUNNEL EXCAVATION REACH 3 (STA. 104+00 TO 117+00) | 1 | 500 | 500 | 500
SS2310-4 | LF | TUNNEL EXCAVATION REACH 4 (STA.117+00 TO 126+00) | 1 | 500 | 500 | 500
SS2310-5 | LF | TUNNEL EXCAVATION REACH 5 (STA.126+00 TO 131+00) | 1 | 500 | 500 | 500
SS2310-6 | LF | TUNNEL EXCAVATION REACH 6 (STA.131+00 TO 133+30) (EXCAVATION REACH MEASURED FROM CENTERLINE OF SHAFTS) | 1 | 500 | 500 | 500
SS2310-7 | LF | TUNNEL EXCAVATION REACH 7 (STA.133+30 TO 155+00) (EXCAVATION REACH MEASURED FROM CENTERLINE OF SHAFTS) | 1 | 500 | 500 | 500
SS2310-8 | LF | TUNNEL EXCAVATION REACH 8 (STA.155+00 TO 171+85) (EXCAVATION REACH MEASURED FROM CENTERLINE OF SHAFTS) | 1 | 500 | 500 | 500
SS2310-9 | LF | TUNNEL EXCAVATION REACH 9 (STA.171+85 TO 174+50) (EXCAVATON REACH MEASURED FROM CENTERLINE OF SHAFTS) | 1 | 1000 | 1000 | 1000
SS2311 | LS | NON-TBM UNDERGROUND ROCK EXCAVATION | 1 | 160000 | 160000 | 160000
SS2312-A | LS | SHAFT EXCAVATION AND BACKFILL, IN SOIL AND ROCK, FIGER WORK SHAFT | 1 | 450000 | 450000 | 450000
SS2312-B | VF | SPECIAL SHORING, FIGER WORK SHAFT | 1 | 3000 | 3000 | 3000
SS2312-C | LS | SHAFT EXCAVATION AND BACKFILL, IN SOIL AND ROCK, SLAUGHTER CONNECTION SHAFT | 1 | 250000 | 250000 | 250000
SS2312-D | VF | SPECIAL SHORING, SLAUGHTER CONNECTION SHAFT | 1 | 2500 | 2500 | 2500
SS2312-F | VF | SPECIAL SHORING, ZACHARY SCOTT WORK SHAFT | 1 | 2500 | 2500 | 2500
SS2315-1 | LS | KRIEG SHAFT EXCAVATION | 1 | 350000 | 350000 | 350000
SS2315-2 | LS | CONMAL SHAFT EXCAVATION | 1 | 400000 | 400000 | 400000
SS2315-3 | LS | RIVERSIDE SHAFT EXCAVATION | 1 | 350000 | 350000 | 350000
SS2315-4 | LS | LAMAR SHAFT EXCAVATION | 1 | 350000 | 350000 | 350000
SS2340-A | EA | TUNNEL INITIAL SUPPORT TYPE 1 | 1 | 40 | 40 | 40
SS2340-B | EA | ADIT TUNNEL INITIAL SUPPORT TYPE S1 | 1 | 40 | 40 | 40
SS2340-C | EA | TUNNEL INITIAL SUPPORT TYPE 2 | 1 | 200 | 200 | 200
SS2340-D | EA | ADIT TUNNEL INITIAL SUPPORT TYPE S2 | 1 | 200 | 200 | 200
SS2400-1 | LS | OCWWTP SHAFT | 1 | 230000 | 230000 | 230000
SS2400-2 | LS | ONION SHAFT | 1 | 160000 | 160000 | 160000
SS2400-3 | LS | STRATFORD SHAFT | 1 | 190000 | 190000 | 190000
SS2400-SA | VF | SPECIAL SHORING (OCWWTP SHAFT) | 1 | 1000 | 1000 | 1000
SS2400-SB | VF | SPECIAL SHORING (ONION SHAFT) | 1 | 1000 | 1000 | 1000
SS2400-SC | VF | SPECIAL SHORING (STRATFORD SHAFT) | 1 | 1000 | 1000 | 1000
SS2430-1 | LF | TUNNEL REACH 1 | 1 | 475 | 475 | 475
SS2430-2 | LF | TUNNEL REACH 2 | 1 | 400 | 400 | 400
SS2430-3 | LF | TUNNEL REACH 3 | 1 | 400 | 400 | 400
SS2430-4 | LF | TUNNEL REACH 4 | 1 | 400 | 400 | 400
SS2430-5 | LF | TUNNEL REACH 5 | 1 | 400 | 400 | 400
SS2430-6 | LF | TUNNEL REACH 6 | 1 | 400 | 400 | 400
SS2430-7 | LF | TUNNEL REACH - CONNECTION TO NORTH TUNNEL | 1 | 800 | 800 | 800
SS2460-1 | LF | TUNNEL PIPE INSTALLATION, STA 51+41 TO STA 108+83 | 1 | 140 | 140 | 140
SS2460-2 | LF | TUNNEL PIPE INSTALLATION, STA 108+83 TO STA 126+94 | 1 | 140 | 140 | 140
SS2460-3 | LF | TUNNEL PIPE INSTALLATION, STA 51+09 TO STA 51+41 | 1 | 400 | 400 | 400
SS2480-1 | EA | SURFACE MONITORING POINT ARRAYS, INSTALLATION | 1 | 1000 | 1000 | 1000
SS2480-2 | LS | SURFACE MONTORING POINT ARRAYS, READING | 1 | 2500 | 2500 | 2500
SS2480-3 | VF | INCLINOMETER INSTALLATION | 1 | 185 | 185 | 185
SS2480-4 | VF | PROBE EXTENSOMETER INSTALLATION | 1 | 190 | 190 | 190
SS250 | SY | Geogrid Reinforcement | 1 | 6 | 6 | 6
SS2500-A | LS | COFFERDAM AND SITE DEWATERING COMPLETE IN-PLACE | 1 | 8000 | 8000 | 8000
SS2553-1 | LF | Wastewater 6-inch diameter SDR 26 PVC pipe material, installation, and bypass pumping, complete and in-place. Excavation and backfill will be paid se | 1 | 10 | 10 | 10
SS2553-10 | LF | Wastewater line trench excavation of existing pipe for depths of 6.1 - 10 feet, complete and in place. Pipe and backfill will be paid for separately. | 1 | 20 | 20 | 20
SS2553-11 | LF | Wastewater line trench excavation of existing pipe for depths of 10.1 - 12 feet, complete and in place. Pipe and backfill will be paid for separately | 1 | 25 | 25 | 25
SS2553-12 | LF | Wastewater line trench excavation of existing pipe for depths of 12.1 - 14 feet, complete and in place. Pipe and backfill will be paid for separately | 1 | 30 | 30 | 30
SS2553-13 | LF | Wastewater line trench excavation of existing pipe for depths of 14.1 - 16 feet, complete and in place. Pipe and backfill will be paid for separately | 1 | 35 | 35 | 35
SS2553-2 | LF | Wastewater 8-inch diameter SDR 26 PVC pipe material, installation, and bypass pumping, complete and in-place. Excavation and backfill will be paid se | 1 | 20 | 20 | 20
SS2553-3 | LF | Wastewater 10-inch diameter SDR 26 PVC pipe material, installation, and bypass pumping, complete and in-place. Excavation and backfill will be paid s | 1 | 20 | 20 | 20
SS2553-4 | LF | Wastewater 12-inch diameter SDR 26 PVC pipe material, installation, complete and in-place. Excavation and backfill will be paid separately. Bypass p | 1 | 25 | 25 | 25
SS2553-5 | LF | Wastewater 15-inch diameter SDR 26 PVC pipe material, installation, complete and in-place. Excavation and backfill will be paid separately. Bypass p | 1 | 35 | 35 | 35
SS2553-6 | LF | Wastewater 18-inch diameter SDR 26 PVC pipe material, installation, complete and in-place. Excavation and backfill will be paid separately. Bypass p | 1 | 40 | 40 | 40
SS2553-7 | LF | Wastewater 21-inch diameter SDR 26 PVC pipe material, installation, complete and in-place. Excavation and backfill will be paid separately. Bypass p | 1 | 50 | 50 | 50
SS2553-8 | LF | Wastewater 24-inch diameter SDR 26 PVC pipe material, installation, complete and in-place. Excavation and backfill will be paid separately. Bypass p | 1 | 55 | 55 | 55
SS2553-9 | LF | Wastewater line trench excavation of existing pipe for depths of 0 - 6 feet, including removal and disposal of existing pipe, complete and in place. | 1 | 20 | 20 | 20
SS2655-1 | LS | FURNISH AND INSTALL PIPE-IN-TUNNEL, 96-INCH DIA. NOMINAL MINIMUM, STA. 0+00 TO 64+53, INCLUDING CONSTRUCTION OF THE TIE-IN TO THE GOVALLE TUNNEL (PIPE | 1 | 650 | 650 | 650
SS2655-2 | LF | FURNISH AND INSTALL PIPE-IN-TUNNEL, BETWEEN 96-INCH DIA. NOMINAL MAXIMUM TO 78-INCH DIA. NOMINAL MAXIMUM, STA. 64+53 TO 133+30, (PIPE MEASURED FROM CE | 1 | 350 | 350 | 350
SS2655-3 | LF | FURNISH AND INSTALL PIPE-IN-TUNNEL, BETWEEN 96-INCH DIA. NOMINAL MAXIMUM AND 54-INCH | 1 | 215 | 215 | 215
SS2655-4 | LF | FURNISH AND INSTALL PIPE-IN-TUNNEL, 54-INCH DIA. NOMINAL, STA. 171+85 TO 186+00, (PIPE MEASURED FROM CENTERLINE OF SHAFTS); INCLUDING LABOR & EQUIPMEN | 1 | 215 | 215 | 215
SS2660-1 | LF | FURNISH AND INSTALL PIPE-IN-TRENCH, 48-INCH RPM PIPE (PIPE MEASURED FRON CENTERLINE OF MANHOLES); INCLUDING LABOR & EQUIPMENT | 1 | 220 | 220 | 220
SS2660-2 | LF | FURNISH AND INSTALL PIPE-IN-TRENCH, 42-INCH RPM PIPE (PIPE MEASURED FROMCENTERLINE OF MANHOLES); INCLUDING LABOR & EQUIPMENT | 1 | 210 | 210 | 210
SS2773-A | MG | TREATMENT AND DISCHARGE OF CONSTRUCTION WATER - FIGER SHAFT | 1 | 100 | 100 | 100
SS2773-B | MG | TREATMENT AND DISCHARGE OF CONSTRUCTION WATER - SLAUGHTER CONNECTION SHAFT | 1 | 500 | 500 | 500
SS2773-C | MG | TREATMENT AND DISCHARGE OF CONSTRUCTION WATER - ZACHARY SCOTT SHAFT | 1 | 350 | 350 | 350
SS2980 | MO | EXTENDED LANDSCAPE MAINTENANCE | 1 | 600 | 600 | 600
SS314-C | SY | EMULSIFIED ASPHALT SLURRY SEAL, TYPE II MOD. | 1 | 3.23 | 3.23 | 3.23
SS314-C | SY | EMULSIFIED SLURRY SEAL, TYPE II MOD., MINIMUM AT A RATE OF 18 LBS/SY (MISCELLANEOUS CUL-DE-SAC) | 1 | 3.2 | 3.2 | 3.2
SS314-R | SY | EMULSIFIED ASPHALT SLURRY SEAL, TYPE II MOD. | 1 | 2 | 2 | 2
SS314-R | SY | EMULSIFIED ASPHALT SLURRY SEAL, TYPE II MOD., AT A RATE OF 18 LBS/SY (RESIDENTAIL STREETS) | 1 | 2.1 | 2.1 | 2.1
SS316 | SY | MICRO-SURFACING (POLYMER MODIFIED) | 1 | 2.78 | 2.78 | 2.78
SS328400-I | LS | Irrigation System, Complete in Place (Section 3 Plans) | 2 | 64086.295 | 50000 | 78172.59
SS330 | SY | MICRO-SURFACING (POLYMR MODIFIED), AT A RATE OF 25 LBS/SY | 1 | 2.65 | 2.65 | 2.65
SS3310-1 | LF | LOW DENSITY CELLULAR CONCRETE BACKFILL, STA. 0+00 TO 64+53 (MEASURED FROM CENTERLINE OF SHAFTS) | 1 | 85 | 85 | 85
SS3310-2 | LF | LOW DENSITY CELLULAR CONCRETE BACKFILL, STA. 64+53 TO 133+30 (MEASURED FROM CENTERLINE OF SHAFTS) | 1 | 85 | 85 | 85
SS3310-3 | LF | LOW DENSITY CELLULAR CONCRETE BACKFILL, STA. 133+30 TO 171+85, (MEASURED FROM CENTERLINE OF SHAFTS) | 1 | 85 | 85 | 85
SS3310-4 | LF | LOW DENSITY CELLULAR CONCRETE BACKFILL, STA. 171+85 TO 186+00, (MEASURED FROM CENTERLINE OF SHAFTS) | 1 | 85 | 85 | 85
SS3330-A | EA | GROUTING OPERATION - MOBILIZATION AND DEMOBILIZATION FOR TUNNEL CUT-OFF GROUTING | 1 | 500 | 500 | 500
SS3330-B | EA | GROUTING OPERATION - MOBILIZATION AND DEMOBILIZATION FOR SHAFT CUT-OFF GROUTING | 1 | 500 | 500 | 500
SS3330-C | LF | GROUT HOLE DRILLING FOR TUNNEL CUT-OFF-GROUTING | 1 | 20 | 20 | 20
SS3330-D | LF | GROUT HOLE DRILLING FOR SHAFT CUT-OFF-GROUTING | 1 | 20 | 20 | 20
SS3330-E | LB | ULTRAFINE CEMENT FOR TUNNEL PRE-EXCAVATION AND CUT-OFF GROUTING, INCLUDING MIXING AND PUMPING | 1 | 0.3 | 0.3 | 0.3
SS3330-F | LB | ULTRAFINE CEMENT FOR SHAFT CUT-OFF GROUTING, INCLUDING MIXING AND PUMPING | 1 | 0.3 | 0.3 | 0.3
SS3330-G | EA | CONNECTION FOR TUNNEL CUT-OFF GROUTING | 1 | 300 | 300 | 300
SS3330-H | EA | CONNECTION FOR SHAFT CUT-OFF GROUTING | 1 | 300 | 300 | 300
SS3330-I | LF | PROBE HOLE AND PRE-EXCAVATION GROUT HOLE DRILLING | 1 | 20 | 20 | 20
SS3330-J | EA | GROUTING OPERATION - MOBILIZATION AND DEMOBILIZATION FOR TUNNEL PRE-EXCAVATION GROUTING | 1 | 500 | 500 | 500
SS3330-K | EA | CONNECTION FOR TUNNEL PRE-EXCAVATION GROUTING | 1 | 300 | 300 | 300
SS3371 | CY | CONTINGENCY SHOTCRETE IN TUNNELS AND SHAFTS | 1 | 400 | 400 | 400
SS3400 | SF | FITZGERALD FORMLINERS PATTERN 16979 | 1 | 2.63 | 2.63 | 2.63
SS3401 | SF | CONCRETE STAMP (SPILLWAY, INCL. PLESIOSAUR RESIN IMBED AND RANDOM AMMONITE FOSSIL IMPRESSIONS) | 1 | 1.62 | 1.62 | 1.62
SS3402 | CY | INTEGRALLY COLORED CONCRETE | 1 | 568.76 | 568.76 | 568.76
SS346 | SY | TRIAX TX5 GEOGRID | 1 | 15 | 15 | 15
SS418 | LS | CONSTRUCT 36-INCH RCP SUMP (PER SHEET 11 OF DRAWINGS) | 1 | 5500 | 5500 | 5500
SS430S-BL | LF | P.C. CONCRETE CURB & GUTTER (FINE GRADING), LOW EXPANSIVE SOIL CONDITIONS | 1 | 14 | 14 | 14
SS430S-BM | LF | P.C. CONCRETE CURB & GUTTER (FINE GRADING), MEDIUM TO HIGH EXPANSIVE SOIL CONDITIONS | 1 | 15 | 15 | 15
SS432S-4L | SF | NEW P.C. CONCRETE SIDEWALK, 4 INCH THICKNESS, LOW EXPANSIVE SOIL CONDITIONS | 1 | 4 | 4 | 4
SS432S-4LSQ | SF | NEW P.C. CONCRETE SIDEWALK, 4 INCH THICKNESS, LOW EXPANSIVE SOIL CONDITIONS (QUANTITY LESS THAN 500 SF) | 1 | 4 | 4 | 4
SS432S-5-RPL | EA | P.C. SIDEWALK CURB RAMP WITH PAVERS (TYPE 1), LOW EXPANSIVE SOIL CONDITIONS | 1 | 725 | 725 | 725
SS432S-5-RPM | EA | P.C. SIDEWALK CURB RAMP WITH PAVERS (TYPE 1), MODERATE TO HIGH EXPANSIVE SOIL CONDITIONS | 1 | 735 | 735 | 735
SS432S-5.5M | SF | NEW P.C. CONCRETE SIDEWALK, 5.5 INCH THICKNESS, MODERATE TO HIGH EXPANSIVE SOIL CONDITIONS | 1 | 4.1 | 4.1 | 4.1
SS432S-5.5MSQ | SF | NEW P.C. CONCRETE SIDEWALK, 5.5 INCH THICKNESS, MODERATE TO HIGH EXPANSIVE SOIL CONDITIONS (QUANTITY LESS THAN 500 SF) | 1 | 4.1 | 4.1 | 4.1
SS432S-5A-RPL | EA | P.C. SIDEWALK CURB RAMP WITH PAVERS (TYPE 1A), LOW EXPANSIVE SOIL CONDITIONS | 1 | 700 | 700 | 700
SS432S-5A-RPM | EA | P.C. SIDEWALK CURB RAMP WITH PAVERS (TYPE 1A), MODERATE TO HIGH EXPANSIVE SOIL CONDITIONS | 1 | 700 | 700 | 700
SS432S-5B-RPL | EA | P.C. SIDEWALK CURB RAMP WITH PAVERS (TYPE 1B), LOW EXPANSIVE SOIL CONDITIONS | 1 | 715 | 715 | 715
SS432S-5B-RPM | EA | P.C. SIDEWALK CURB RAMP WITH PAVERS (TYPE 1B), MODERATE TO HIGH EXPANSIVE SOIL CONDITIONS | 1 | 725 | 725 | 725
SS432S-RP | SF | REMOVE/REPLACE P.C.OR ASPHALT PATCH | 1 | 5 | 5 | 5
SS433S-BL | SF | FLARED TYPE I P.C. CONCRETE DRIVEWAY, LOW EXPANSIVE SOIL CONDITIONS | 1 | 4.5 | 4.5 | 4.5
SS433S-CL | SF | TYPE II P.C. CONCRETE DRIVEWAY, LOW EXPANSIVE SOIL CONDITIONS | 1 | 5.25 | 5.25 | 5.25
SS433S-CM | SF | TYPE II P.C. CONCRETE DRIVEWAY, MODERATE TO HIGH EXPANSIVE SOIL CONDITIONS | 1 | 5 | 5 | 5
SS433S-HALF | EA | CONSTRUCTING DRIVEWAYS ONE-HALF AT A TIME (PAYMENT PER DRIVEWAY) | 1 | 200 | 200 | 200
SS433S-HES | CY | HIGH EARLY STRENGTH CONCRETE DRIVEWAYS | 1 | 200 | 200 | 200
SS450-I | SY | PENETRATING CONCRETE SURFACE TREATMENT - CLASS I (INCLUDING PRESSURE WASH) | 1 | 12 | 12 | 12
SS452-I | SF | CONCRETE REPAIR - CLASS I | 1 | 80 | 80 | 80
SS452-II | SF | CONCRETE REPAIR - CLASS II | 1 | 100 | 100 | 100
SS452-III | SF | CONCRETE REPAIR - CLASS III | 1 | 150 | 150 | 150
SS452-IV | CF | CONCRETE REPAIR - CLASS IV | 1 | 180 | 180 | 180
SS454-I | LF | PRESSURE INJECTED EPOXY - CLASS I | 1 | 75 | 75 | 75
SS461-A | SY | THIN BONDED POLYMER - BRIDGE OVERLAY | 1 | 37.12 | 37.12 | 37.12
SS462-A | CF | HEADER TYPE EXPANSION JOINT - CONCRETE TO ASPHALT | 1 | 350 | 350 | 350
SS462-H | CF | HEADER TYPE EXPANSION JOINT RETROFIT IN EXISTING DECK | 1 | 350 | 350 | 350
SS463-JS | CF | ASPHALTIC PLUG EXPANSION JOINT SYSTEM | 1 | 300 | 300 | 300
SS472S-1 | EA | POTHOLE, 0 FT. - 2 FT. DEEP | 1 | 100 | 100 | 100
SS472S-1 | EA | POTHOLE, 0''-2'' DEEP | 1 | 633 | 633 | 633
SS472S-2 | EA | POTHOLE, 2 FT. - 4 FT. DEEP | 1 | 175 | 175 | 175
SS472S-2 | EA | POTHOLE, 2''-4'' DEEP | 1 | 725 | 725 | 725
SS490-16x9 | EA | Capital Metro Bus Shelter Pad and Pedestals (16'' x 9'' Slab) | 2 | 2754.475 | 2500 | 3008.95
SS490-22x9 | EA | Capital Metro Bus Shelter Pad and Pedestals (22'' x 9'' Slab) | 1 | 5790.98 | 5790.98 | 5790.98
SS490S | CY | CONCRETE GROUT UNDER WATER PLACEMENT | 1 | 10000 | 10000 | 10000
SS500-12 | L.F. | 12-IN. WW PIPE, PVC SDR 26 OR LESS | 1 | 1200 | 1200 | 1200
SS500-18 | L.F. | 18-IN. WW PIPE, PVC SDR 26, INSTALLED | 1 | 770 | 770 | 770
SS500-24 | L.F. | 24-IN. WW PIPE, FRPM, MIN. SN72 W/ FWC COUPLINGS INST. | 1 | 710 | 710 | 710
SS500-8 | L.F. | 8-IN. WW PIPE, PVC SDR 26 OR LESS | 1 | 525 | 525 | 525
SS502-12 | EA | SURFACE SURVEY POINT TYPE B | 1 | 300 | 300 | 300
SS502-I1 | EA | SURFACE SURVEY POINT - TYPE A | 1 | 350 | 350 | 350
SS502-I1 | EA | SURFACE SURVEY POINT TYPE A | 1 | 300 | 300 | 300
SS502-I2 | EA | SURFACE SURVEY POINT - TYPE B | 1 | 350 | 350 | 350
SS502-I3 | EA | INCLINOMETERS | 1 | 12000 | 12000 | 12000
SS502-I3 | EA | UTILITY MONITORING POINT | 1 | 3500 | 3500 | 3500
SS502-I4 | EA | EXTENSOMETERS | 1 | 8000 | 8000 | 8000
SS502-S1 | LS | LAUNCH SHAFT | 1 | 108000 | 108000 | 108000
SS502-S1 | LS | TUNNEL A LAUNCHING SHAFT | 1 | 25000 | 25000 | 25000
SS502-S2 | LS | RECEIVING SHAFT | 1 | 67000 | 67000 | 67000
SS502-S2 | LS | TUNNEL A RECEIVING SHAFT | 1 | 25000 | 25000 | 25000
SS502-S3 | LS | TUNNEL B LAUNCHING SHAFT | 1 | 400000 | 400000 | 400000
SS502-S4 | LS | TUNNEL B RECEIVING SHAFT | 1 | 150000 | 150000 | 150000
SS502-S5 | LS | TUNNEL C LAUNCHING SHAFT | 1 | 25000 | 25000 | 25000
SS502-S6 | LS | TUNNEL C RECEIVING SHAFT | 1 | 25000 | 25000 | 25000
SS502-S7 | LS | TUNNEL D LAUNCHING SHAFT | 1 | 200000 | 200000 | 200000
SS502-S8 | LS | TUNNEL D RECEIVING/TUNNEL E LAUNCHING SHAFT | 1 | 150000 | 150000 | 150000
SS502-S9 | LS | TUNNEL E RECEINING SHAFT | 1 | 70000 | 70000 | 70000
SS502-T | LF | TUNNELING | 1 | 610 | 610 | 610
SS502-T1 | LF | TUNNEL A | 1 | 1000 | 1000 | 1000
SS502-T2 | LF | TUNNEL B | 1 | 653 | 653 | 653
SS502-T3 | LF | TUNNEL C | 1 | 1000 | 1000 | 1000
SS502-T4 | LF | TUNNEL D | 1 | 653 | 653 | 653
SS502-T5 | LF | TUNNEL E | 1 | 900 | 900 | 900
SS506-3.B | VF | REHABILITATION OF EXISTING MANOLE, COND. B | 1 | 123 | 123 | 123
SS506S-C.3 | V.F. | MANHOLE REHABILITATION | 1 | 450 | 450 | 450
SS508-8 | EA. | 8 IN INSIDE DROP FOR DEEP MANHOLE 6FT DIAM. BASE | 1 | 5000 | 5000 | 5000
SS509S-2 | SF | SPECIAL SHORING | 1 | 0.1 | 0.1 | 0.1
SS510 1-N-6 | LF | CURED IN-PLACE PIPE LINING FOR 6" SEWER LINE, ALL DEPTHS, COMPLETE AND IN PLACE | 1 | 20 | 20 | 20
SS510-1-N-10 | LF | CURED IN-PLACE PIPE LINING FOR 10" SEWER LINE, ALL DEPTHS, COMPLETE AND IN PLACE | 1 | 25 | 25 | 25
SS510-1-N-12 | LF | CURED IN-PLACE PIPE LINING FOR 12" SEWER LINE, ALL DEPTHS, COMPLETE AND IN PLACE | 1 | 30 | 30 | 30
SS510-1-N-15 | LF | CURED IN-PLACE PIPE LINING FOR 15" SEWER LINE, ALL DEPTHS, COMPLETE AND IN PLACE | 1 | 62 | 62 | 62
SS510-1-N-16 | LF | CURED IN-PLACE PIPE LINING FOR 16" SEWER LINE, ALL DEPTHS, COMPLETE AND IN PLACE | 1 | 100 | 100 | 100
SS510-1-N-18 | LF | CURED IN-PLACE PIPE LINING FOR 18" SEWER LINE, ALL DEPTHS, COMPLETE AND IN PLACE | 1 | 72 | 72 | 72
SS510-1-N-20 | LF | CURED IN-PLACE PIPE LINING FOR 20" SEWER LINE, ALL DEPTHS, COMPLETE AND IN PLACE | 1 | 120 | 120 | 120
SS510-1-N-21 | LF | CURED IN-PLACE PIPE LINING FOR 21" SEWER LINE, ALL DEPTHS, COMPLETE AND IN PLACE | 1 | 105 | 105 | 105
SS510-1-N-24 | LF | CURED IN-PLACE PIPE LINING FOR 24" SEWER LINE, ALL DEPTHS, COMPLETE AND IN PLACE | 1 | 115 | 115 | 115
SS510-1-N-30 | LF | CURED IN-PLACE PIPE LINING FOR 30" SEWER LINE, ALL DEPTHS, COMPLETE AND IN PLACE | 1 | 90 | 90 | 90
SS510-1-N-33 | LF | CURED IN-PLACE PIPE LINING FOR 33" SEWER LINE, ALL DEPTHS, COMPLETE AND IN PLACE | 1 | 110 | 110 | 110
SS510-1-N-36 | LF | CURED IN-PLACE PIPE LINING FOR 36" SEWER LINE, ALL DEPTHS, COMPLETE AND IN PLACE | 1 | 103 | 103 | 103
SS510-1-N-42 | LF | CURED IN-PLACE PIPE LINING FOR 42" SEWER LINE, ALL DEPTHS, COMPLETE AND IN PLACE | 1 | 149 | 149 | 149
SS510-1-N-48 | LF | CURED IN-PLACE PIPE LINING FOR 48" SEWER LINE, ALL DEPTHS, COMPLETE AND IN PLACE | 1 | 200 | 200 | 200
SS510-1-N-54 | LF | CURED IN-PLACE PIPE LINING FOR 54" SEWER LINE, ALL DEPTHS, COMPLETE AND IN PLACE | 1 | 295 | 295 | 295
SS510-1-N-8 | LF | CURED IN-PLACE PIPE LINING FOR 8" SEWER LINE, ALL DEPTHS, COMPLETE AND IN PLACE | 1 | 21.5 | 21.5 | 21.5
SS512 | LS | PINEHURST LIFT STATION CONNECTION AND ABANDONMENT | 1 | 40000 | 40000 | 40000
SS512 | LS | WATER LINE CLEANING,, DISINFECTION, FINAL FLUSHING AND BACTERIOLOGICAL TESTING | 1 | 5000 | 5000 | 5000
SS512 | LS | WATERLINE CLEANING, DISINFECTION FINAL FLUSHING AND BACTERIOLOGICAL TESTING | 1 | 2800 | 2800 | 2800
SS512-1 | LS | WATERLINE CLEANING, DISINFECTION FINAL FLUSHING AND BACTERIOLOGICAL TESTING, PHASE 1 | 1 | 5000 | 5000 | 5000
SS512-2 | LS | WATERLINE CLEANING, DISINFECTION FINAL FLUSHING AND BACTERIOLOGICAL TESTING, PHASE 2 | 1 | 5000 | 5000 | 5000
SS512-A | EA | HYDRA-STOP | 1 | 30000 | 30000 | 30000
SS512S.1 | LF | PIPE, 66" DIA WSP (ALL DEPTHS) INCLUDING EXCAVATION AND BACKFILL | 1 | 500 | 500 | 500
SS512S.2 | LF | CUT AND REMOVE EXISTING 66 DIA. WSP | 1 | 200 | 200 | 200
SS512S.3 | EA | CONNECTION TO EXISTING 66" DIA WSP | 1 | 9000 | 9000 | 9000
SS512S.4 | EA | PIPE MANWAY ACCESS W/ BLINK FLANGE | 1 | 10000 | 10000 | 10000
SS512S.5 | EA | TEMPORARY PIPE PLUGS | 1 | 5000 | 5000 | 5000
SS512S.6 | LS | DISINFECTING, FLUSHING AND DECHLORINATING | 1 | 10000 | 10000 | 10000
SS512S.7 | EA | ACCESS MANHOLE OVER 66" DIA WSP | 1 | 20000 | 20000 | 20000
SS515 | LF | REMOVAL AND REPLACEMENT OF EXISTING IRRIGATION SYSTEM PER LINEAR FOOT | 1 | 15 | 15 | 15
SS520 | EA | FIRE LINE METER INSTALLATION | 1 | 22000 | 22000 | 22000
SS560-A | EA | Provide and install new 24" wastewater manhole ring and cover, the removal and disposal of the existing ring and cover to be subsidiary to this pay it | 1 | 350 | 350 | 350
SS560-AA | VF | Remove failed coating in 48" wastewater manhole, complete and in place. | 1 | 10 | 10 | 10
SS560-B | EA | Provide and install new 32" wastewater manhole ring and cover, the removal and disposal of the existing ring and cover to be subsidiary to this pay it | 1 | 500 | 500 | 500
SS560-BB | CF | Remove and dispose of solids from wastewater manhole, complete and in place. | 1 | 20 | 20 | 20
SS560-C | EA | Provide and install new 24" bolted wastewater manhole ring and cover in unpaved area, the removal and disposal of the existing ring and cover to be su | 1 | 400 | 400 | 400
SS560-CC | EA | Wastewater manhole location and exposure (wastewater manhole buried more than 1-inch in paved areas and more than 12-inches in unpaved areas, complete | 1 | 300 | 300 | 300
SS560-D | EA | Provide and install new 32" bolted wastewater manhole ring and cover in unpaved area, the removal and disposal of the existing ring and cover to be su | 1 | 600 | 600 | 600
SS560-E | EA | Provide and install new 32" FLUSH bolted wastewater manhole ring and cover in unpaved area in accordance with Drawing: MODIFIED WASTEWATER MANHOLE FRA | 1 | 1000 | 1000 | 1000
SS560-F | EA | Remove upper portion of cone and enlarge opening to replace existing 24┐ diameter ring and cover with a 32┐ diameter flush mounted ring and cover, the | 1 | 500 | 500 | 500
SS560-G | EA | Eliminate excessive chimney height by removing existing brick or concrete cone section to a depth of 2.5 to 4.0 feet below the top of cast iron frame | 1 | 1500 | 1500 | 1500
SS560-H | EA | Eliminate excessive chimney height by removing existing brick or concrete cone section to a depth of 4.0 to 6.0 feet below the top of cast iron frame | 1 | 2000 | 2000 | 2000
SS560-I | EA | Adjust existing misaligned 24" and 32" wastewater manhole ring and cover, including Adeka Seal, complete and in place | 1 | 200 | 200 | 200
SS560-J | EA | Provide, install, and adjust grade rings of 24" wastewater manhole from 1" to 12" vertical height, including Adeka Seal, complete and in place. | 1 | 300 | 300 | 300
SS560-K | EA | Provide, install, and adjust grade rings of 24" wastewater manhole from 12" to 24" vertical height, including Adeka Seal, complete and in place. | 1 | 500 | 500 | 500
SS560-L | EA | Provide, install, and adjust grade rings of 24" wastewater manhole from 24" to 36" vertical height, including Adeka Seal, complete and in place. | 1 | 600 | 600 | 600
SS560-M | EA | Provide, install, and adjust grade rings of 32" wastewater manhole from 1" to 12" vertical height, complete and in place. | 1 | 400 | 400 | 400
SS560-N | EA | Provide, install, and adjust grade rings of 32" wastewater manhole from 12" to 24" vertical height, complete and in place. | 1 | 600 | 600 | 600
SS560-O | EA | Provide, install, and adjust grade rings of 32" wastewater manhole from 24" to 36" vertical height, complete and in place. | 1 | 800 | 800 | 800
SS560-P | LF | Exposed Reinforcing Steel Repair, complete and in place. | 1 | 40 | 40 | 40
SS560-Q | GAL | Apply chemical grout to stop active leaks. Maximum of twenty (20) gallons per each wastewater manhole, complete and in place. | 1 | 100 | 100 | 100
SS560-R | VF | Provide and apply Structural Lining for Wastewater Manholes (SPL 511A) to wastewater manhole interior walls and benches, section 560.6 items H.1 and H | 1 | 60 | 60 | 60
SS560-S | VF | Provide and apply Structural Lining for Wastewater Manholes (SPL 511A) followed by organic coating (SPL 511) to wastewater manhole interior walls and | 1 | 200 | 200 | 200
SS560-T | EA | CEMENTITIOUS LINING FOR WASTEWATER MANHOLE | 1 | 2000 | 2000 | 2000
SS560-T | VF | Provide and apply Cementitious Lining for Wastewater Manholes (SPL 511B) to wastewater manhole interior walls and benches, section 560.6 items H.1 and | 1 | 100 | 100 | 100
SS560-U | VF | Provide and apply organic coating (SPL 511) to wastewater manhole interior walls and benches, section 560.5 items H.1 and H.2 to be subsidiary to this | 1 | 100 | 100 | 100
SS560-V | EA | Repair/rebuild existing wastewater manhole bench and/or invert, flow control-bypass pumping and/or plugging/blocking to be subsidiary to this pay item | 1 | 2000 | 2000 | 2000
SS560-W | EA | Bulkhead abandoned sewer, complete and in place. | 1 | 1000 | 1000 | 1000
SS560-X | EA | Provide and apply organic coating (SPL 511) to wastewater manhole invert, flow control-bypass pumping and/or plugging/blocking and section 560.5, item | 1 | 1000 | 1000 | 1000
SS560-Y | EA | Miscellaneous (i.e. removal/cut metal ladder rungs, cleaning of wastewater manholes, etc), complete and in place. | 1 | 500 | 500 | 500
SS560-Z | EA | Adhere cast iron from to top of cone section using Miller Pipeline Corp. Encapseal, complete and in place. | 1 | 300 | 300 | 300
SS595 S-AW6 | LF | PIPE, 6" DIA. (DUCTILE IRON PIPE SIZE) HDPE TYPE AND FITTINGS PER LINEAL FOOT | 1 | 109 | 109 | 109
SS595S-AW24 | LF | PIPE, 24" DIA. (DUCTILE IRON PIPE SIZE) HDPE TYPE AND FITTINGS PER LINEAL FOOT | 1 | 364 | 364 | 364
SS597 S-B | EAQ | SPOT REPAIRS/CONFLICT REPAIRS | 1 | 100 | 100 | 100
SS597 S-C | EA | SERVICE CONNECTION/REINSTATEMENT | 1 | 1000 | 1000 | 1000
SS597S-A | LF | WATER MAIN REPLACEMENT BY PIPE BURSTING HDPE, 10 IN. | 1 | 86 | 86 | 86
SS600 | LS | ENVIRONMENTAL CONTROLS | 1 | 3500 | 3500 | 3500
SS608S-1 | EA | PLAANTING, SHRUB, SIZE 1 GALLON | 1 | 25 | 25 | 25
SS608S-3 | EA | PLANTING, TREE ALL TYPES, 3 TO 4 CALIPER INCHES | 1 | 625 | 625 | 625
SS611 | MO | EXTENDED LANDSCAPE MAINTENANCE | 2 | 1725 | 250 | 3200
SS629 | DAY | TEMPORARY IN-CHANNEL DEWATERING SYSTEM - PER DAY | 1 | 1850 | 1850 | 1850
SS642 | LF | MULCH SOCK | 1 | 6 | 6 | 6
SS642 | LF | Mulch Sock | 1 | 5.25 | 5.25 | 5.25
SS648S | LF | MULCH SOCK | 2 | 11.5 | 11.5 | 11.5
SS650 | CY | BIO-FILTRATION MEDIA FOR FILTRATION POND | 1 | 100 | 100 | 100
SS650 | CY | SAND FILTRATION MEDIA FOR FILTRATION POND | 1 | 100 | 100 | 100
SS680 | SY | REPAIR/REPLACE/INSTALL 30-MIL PVC LINER | 1 | 11 | 11 | 11
SS681 | LF | ROCK FLOW SPREADER (PER DRAWINGS) | 1 | 45 | 45 | 45
SS690S | LS | IRRIGATION SYSTEM | 1 | 10000 | 10000 | 10000
SS696 | LS | TEMPORARY ACCESS RAMP | 1 | 9000 | 9000 | 9000
SS730 | EA | Concrete Bollard | 1 | 500 | 500 | 500
SS730 | EA | WET WELL HATCH (PER SHEET 11 OF DRAWINGS) | 1 | 3000 | 3000 | 3000
SS730 | LF | Beaver Deterrent Fence | 1 | 17.42 | 17.42 | 17.42
SS731 | LS | WET WELL PUMPS AND CONTROL (PER SHEETS 11 AND 14 OF DRAWINGS) | 1 | 20000 | 20000 | 20000
SS750 | EA | Wayfinding Obelisco | 2 | 17310.5 | 14621 | 20000
SS750 | LS | FEWS System Installation | 1 | 7963 | 7963 | 7963
SS750 | LS | FLOOD EARLY WARNING SYSTEM (IN PLACE COMPLETE) | 1 | 12477 | 12477 | 12477
SS760 | LS | Gateway Trellis | 1 | 37851.55 | 37851.55 | 37851.55
SS772 | LF | WOODEN POST AND CABLE FENCE (REMOVE AND REPLACE EXISTING) | 1 | 15.29 | 15.29 | 15.29
SS780-A | LF | 1-INCH X 1-INCH X .08-INCH PVC-COATED, GALVANIZED, WELDED WIRE MESH TRASH RACK (PER DRAWINGS) | 1 | 30 | 30 | 30
SS780-B | LF | 4-INCH X 4-INCH X .148-INCH PVC-COATED, GALVANIZED, WELDED WIRE MESH TRASH RACK (PER DRAWINGS) | 1 | 30 | 30 | 30
SS780-C | EA | TRASH RACK POSTS WITH CONCRETE FOOTINGS (PER DRAWINGS) | 1 | 110 | 110 | 110
SS790S:6 | LF | REMOVE AND REPLACE 6 FT ORNAMENTAL FENCE | 1 | 70 | 70 | 70
SS805S-A | EA | ACWP C.I.P. PROJECT SIGN | 1 | 400 | 400 | 400
SS826 | CD | FOUR PORTABLE CHANGEABLE MESSAGE SIGNS | 1 | 150 | 150 | 150
SS826 | CD | Portable Changeable Message Boards (6) | 2 | 103 | 6 | 200
SS826 | CD | TWO PORTABLE CHANGEABLE MESSAGE SIGNS | 1 | 21.97 | 21.97 | 21.97
SS882 | EA | ROAD HUMP | 1 | 1440 | 1440 | 1440
SS882 | EA | SPEED CUSHION TYPE A | 1 | 2500 | 2500 | 2500
SS890S | LS | CAPITAL METRO REQUIREMENTS | 1 | 40000 | 40000 | 40000
TX624-D | EA | TXDOT TYPE D GROUND BOX | 3 | 770 | 700 | 860
| IN.FT | TRENCH SAFETY SYSTEMS | 1 | 5 | 5 | 5
| LF | ABANDON & REMOVE EXISTING WATERLINE AND APPURTENANCES, ALL SIZES, COMPLETE IN PLACE | 1 | 22.1 | 22.1 | 22.1
| LF | TRENCH SAFETY SYSTEMS | 1 | 1.5 | 1.5 | 1.5
| LS | SAW CUT AND REPLACEMENT OF EXISTING PAVEMENT, COMPLETE IN PLACE | 1 | 6632.18 | 6632.18 | 6632.18
| LS | STREET DAMAGE RECOVERY FEE ALLOWANCE FOR WORK WITHIN MANOR RD. | 1 | 1500 | 1500 | 1500
61370
4168 rows selected