## Read Me
Daily Wet Pond Water Balance Spreadsheet
Background
This spreadsheet provides a procedure for estimating the permanent pool level in a wet pond, using a daily time step. It is intended
to aid users in complying with Section 1.6.6 of the Environmental Criteria Manual (hereafter ECM), in particular the following:
- Demonstrate through a water balance that the permanent pool level does not drop more than 12 inches below the design level at any time.
- Make-up water may be required to meet the criteria. Potable and effluent waters are not acceptable sources of make-up water.
Acceptable sources of make-up water may include groundwater, air conditioning condensate, or other sources, subject
to the approval by the City. Harvested rainwater can be used but, if harvested from the contributing watershed, the runoff
coefficient used in the model may need to be adjusted (see below for adjustment procedure).
- Make-up water is not allowed for wet ponds that are operated and/or maintained by the City of Austin, unless as approved by the Director.
- The water balance can be used to help determine if a wet pond is experiencing excessive losses, which may indicate liner failure or other
problems. Actual measurements of daily water level, precipitation, and other data must be conducted as a condition of acceptance.
- The water balance should use a daily time step that accounts for all significant inflows and outflows, and that models a range of conditions,
including, but not limited to, average and dry years.
Rainfall and evaporation data used in the model was downloaded from the National Climatic Data Center (NCDC) and the Texas A&M "TexasET" websites.
Any questions, comments, and/or recommendations should be forwarded to the Stormwater Treatment Section of the Watershed Protection Department
Contacts are Pat Hartigan (512-974-1863; pat.hartigan@ci.austin.tx.us) or Mike Kelly (512-974-6591; mike.kelly@ci.austin.tx.us).
Basic Instructions
The user must input data into yellow highlighted cells. | [5 empty] | All other cells are protected.
Input data:
- Watershed characteristics - size, impervious cover, percent of area in recharge zone (which is used in calculating runoff coefficient)
- Wet Pond characteristics - Volume and surface area of permanent pool, size of vegetated bench as a percent of the total surface area.
- Use of make-up water to maintain permanent pool level - enter Yes or No.
- Cells are also provided for the user to input daily withdrawals (column L). As there is no standard procedure for determining daily withdrawals,
these cells are left blank, and the user must manually insert data (in cu.ft.). It should be noted that withdrawing water out of a
wet pond (for use a irrigation water, for example), may be seen as a water conservation practice, it is likely to be incompatible
with the stormwater management requirements of the wet pond, especially the need to maintain the permanent pool level.
Output data:
Various output data is provided, but the most important information is number of times that the permanent pool level drops more than 12 inches below the design
level. The frequency of this occurrence is reported in cell B17; if the criteria is violated the following' message is displayed: CRITERIA VIOLATED
A chart is provided that displays the daily water surface level, with design and critical levels shown (the critical level is 12 inches below the design level).
If the user decides to use make-up water (select Yes in cell B18), the volume needed is reported in cell B19, in gallons per year.
Recommended procedure
- First input data into the "Avg Year" worksheet with cell B18 set to NO (i.e., no make-up water). Note that the input data in the "Avg Year"
worksheet is automatically linked to the "Dry Year" worksheet, with the exception of the withdrawal data (see note above).
- If the CRITERIA VIOLATED message is not displayed, the go to the "Dry Year" worksheet and see if the message is displayed.
- If the CRITERIA VIOLATED message is not displayed in either worksheet, then the design is acceptable.
- If the CRITERIA VIOLATED message is displayed in either worksheet, then make-up water will be needed. The spreadsheet automatically
calculates the make-up water needed on a daily basis, based on raising the level of the permanent pool to the design level.
- If the development is phased, whereby the design impervious cover may not be achieved for several years, then separate model runs
should be made for different phases (e.g., beginning, midpoint, full buildout), in order to evaluate the effect on the permanent pool
level, and need for make-up water. Each modeling scenario can be saved by making a copy of the worksheet. If the criteria is
violated for any phase, then the design must be modified, as necessary, to come into compliance.
Modeling Procedures and Data
The basic water budget equation used in the spreadsheet is:
Si = Si-1 + Vi - Vo
Si-1 = volume of water stored in wet pond at start of day
Si = volume of water stored in wet pond at start of day
Vi = inflow volume to wet pond during day
Vo = outflow volume from wet pond during day
The volume in the pond is converted into a depth by dividing the volume by surface area (both are user inputs). A simplifying assumption is
that the surface area is assumed constant for all ponding depths. Also note that only the permanent pool storage volume is included, and
any detention or extended detention storage is ignored.
Inflows to the wet pond are direct rainfall onto the pond surface (P) and runoff from the contributing watershed (ROV):
Vi = P + ROV
To convert rainfall to cu.ft.:
P (cu.ft.) = Ap * P/12
where Ap is the surface area of the permanent pool (sq.ft.)
P is rainfall in inches
12 inches/ft
To calculate the runoff volume from the watershed
ROV = DA * P * Rf * 3630
where ROV is runoff volume in cu.ft.
DA is drainage area in acres
P is rainfall in inches. If P is ≤ 0.05 inch then no runoff is assumed (i.e., watershed depression storage assumed = 0.05")
Rf is the runoff coefficient, from Table 1-9 from Section 1.6.9.3 of the ECM.
3630 is a conversion factor
As noted above, if rainwater harvesting is used as a source of make-up water, the runoff coefficient may need to be adjusted to account
for this loss of runoff during storm events. The following example provides a procedure that could be used:
Hypothetical Example for Adjusting Runoff Coefficient Rf to Account for Diversion of Runoff
(for example, as a result of rainwater harvesting)
A 50 acre drainage area has 50% impervious cover, with a runoff coefficient of 0.330 per Table 1-9 in ECM 1.6.9.3. The volume
of runoff predicted for the average year (see "Avg Year" worksheet) is 9.59 inches or, in cu.ft.:
ROV = 50 acres * 9.59 in. * 3630 = 1,741,148 cu.ft.
A rainwater harvesting system is proposed, designed to capture, on an average year, 10"/yr of runoff from 5 acres of rooftops.
The runoff volume thus captured would be:
Vcap = 5 acres * 10 inches * 3630 = 181,500 cu.ft.
The runoff then generated by the watershed, accounting for the rainwater harvesting diversion, is estimated as:
ROV' = 1,741,148 - 181,500 = 1,559,648 cu.ft.
This volume is 90% of the undiverted volume. The runoff coefficient can thus be adjusted as:
Rf' = 0.90 * Rf = 0.90 * 0.330 = 0.296
The most straightforward way to incorporate this into the spreadsheet is to adjust the impervious cover until a runoff coefficient
value of 0.296 results. Through trial and error, an "effective" impervious cover value of 46% can be derived.
Daily rainfall data for Austin was obtained from the National Climatic Data Center (NCDC), for the period 1948-2006. Based on an review of rainfall and
evaporation statistics, the "average" year was selected as 1953, and the "dry" year as 1954.
Outflows from the pond:
Vo = ETcow + ETcvb + SEEP + WD
where Vo is the outflow volume in cu.ft.
ETcow is the "crop" evapotranspiration from the open water
ETcvb is the "crop" evapotranspiration from the vegetated bench
SEEP is the loss of water via seepage through the pond
WD is the volume of water withdrawn from the pond, e.g., to irrigate landscape
Two sequential equations are used to estimate evoptranspiration for the open water and vegetated bench, and are based on procedures described
in the United Nations Food and Agriculture Organization report FAO Irrigation and Drainage Paper No. 56: Crop Evapotranspiration (Allen,
Pereira, Raes, Smith):
ETo = Kp * PAN
where ETo is potential evapotranspiration for a reference crop (in.)
Kp is the pan coefficient
PAN is daily pan evaporation
ETc = Kc * ETo
where ETc is the evapotranspiration for the crop of interest (in this case, open water and marsh vegetation)
Kc is the crop coefficient
Daily pan evaporation was obtained from the NCDC. There were numerous missing data points, so a simple procedure was devised whereby
data gaps were filled by averaging the two nearest data points (i.e., dates before and after missing data date).
The value of Kp can range from 0.35 to 0.85, per Table 5 of the FAO 56 report. Hillel states a range of 0.5 - 0.85 (see his book Environmental
Soil Physics), with an average value of about 0.66. In order to derive a reasonable value to use in Austin, reference crop evapotranspiration data
was obtained from the "TexasET" website, and was correlated with calculated monthly and annual pan evaporation data.
Monthly Average Rainfall and Evaporation Data for Austin, Texas
| Month | Month No. | Monthly Rainfall (in.)1 | Pan Evaporation PAN (in.)2 | Reference Evapotransp. ETo (in.)1 | Calculated Kp = ETo/PAN
| JAN | 1 | 1.75 | 3.4615 | 2.27 | 0.65579
| FEB | 2 | 2.5 | 3.8991 | 2.72 | 0.6976
| MAR | 3 | 1.75 | 5.7753 | 4.34 | 0.75147
| APR | 4 | 3.25 | 6.5423 | 5.27 | 0.80553
| MAY | 5 | 4.25 | 7.4456 | 6.39 | 0.85822
| JUN | 6 | 3.25 | 9.1415 | 7.15 | 0.78215
| JUL | 7 | 2 | 10.3033 | 7.22 | 0.70074
| AUG | 8 | 2.25 | 9.9926 | 7.25 | 0.72554
| SEP | 9 | 4 | 7.4979 | 5.57 | 0.74287
| OCT | 10 | 3.25 | 6.0492 | 4.38 | 0.72407
| NOV | 11 | 2.25 | 4.0439 | 2.74 | 0.67757
| DEC | 12 | 2.25 | 3.2316 | 2.21 | 0.68388
| TOTAL |  | 32.75 | 77.3836 | 57.51 | 0.74318
1 Texas A&M "TexasET" website
2 Calculated by City of Austin staff based on historic data (1948-1992)
As can be seen from the table, the value of Kp varies seasonally, but the chart illustrates a strong correlation for all months. For the spreadsheet the
following regression equation is used:
ETo = 0.75 * PAN
As shown above, the reference crop evapotranspiration ETo is then converted to crop evapotranspiration using the crop coefficient Kc. The following
Kc values are used in the spreadsheet, based on Table 12 of the FAO 56 report (see below):
Kc for open water = 1.05
Kc for the vegetated bench = 1.20
The unit of ETc is inch but it is converted to cu.ft. by multiplying
times the surface area in sq.ft., and dividing by 12:
ETc (cu.ft.) = ETc (in.) * A/12
The surface areas of the vegetated bench and open water
in sq.ft. are calculated as follows:
Avb = %Ap * Ap
Avb is the area of vegetated bench
%Ap is value between 5%-15% (ECM criteria)
Ap is the surface area of the permanent pool
Aow = Ap - Avb
Aow is the area of the open water
Seepage SEEP is based on the ECM value for liners of ≤ 1x10-7 cm/sec, which equates to 0.00028 ft/day. Seepage is converted to cu.ft./day:
SEEP = 0.00028 ft/day * Ap
where Ap is the surface area of the permanent pool in sq.ft.
Withdrawal WD - the user also has the option to input daily withdrawals (WD) in cu.ft., in column L. As stated above, there is no standard procedure
available for calculating withdrawals, and it is likely that making withdrawals may conflict with the need to maintain the permanent pool level. Currently,
the spreadsheet leaves these cells blank.
Make-up Water MUW - the user has the option to run the model with or without make-up water. The volume of water stored in the wet pond is first
calculated for the end of the day without taking into account make-up water. If make-up water is to be used (by selecting YES in cell B18), the default
procedure for calculating the make-up volume is the volume required to restore the permanent pool level to its design level, which equates to restoring
the volume to the design permanent pool volume:
MUW = S - Si
where MUW is the volume of make-up water in cu.ft.
S is the design storage volume of the permanent pool (cu.ft.)
Si is the volume of water stored in the wet pond at the end of the day (cu.ft.)
Si (with MUW) = Si (w/o MUW) + MUW
Once the inflow and outflow volumes are calculated, the end of day storage volume Si is calculated, then converted to a permanent pool level as follows:
Hi = Si/Ap
where Hi is the permanent pool level at the end of the day (ft.)
Si is the storage volume of the permanent pool at the end of the day (cu.ft.)
Ap is the surface area of the permanent pool (sq.ft.)
If the permanent pool level drops below the design level, this is recorded, and the frequency of "violations" is calculated. If the criteria is violated, the
message CRITERIA VIOLATED is displayed in cell C17. The user should then make necessary design changes in order to comply with the criteria.
Crop Coefficient Kc values from Table 12 of FAO 56

## Avg Year
DAILY WET POND WATER BALANCE - AVERAGE YEAR (1953 calendar year)
YES
Drainage Area (ac) | 50 | [7 empty] | NO
Impervious Cover | 50% |  |  |  |  | Rv RZ | 0.304
Pct. Of Watershed Area in Recharge Zone | 0% |  |  |  |  | Rv NRZ | 0.330
Runoff Coefficient | 0.33 | Table 1-9 in ECM 1.6.9.3
Permanent Pool Vol. required per ECM 1.6.6 (in.) | 0.64152 | = | 116435.88 | cu.ft.
Permanent Pool Volume Provided (in.) | 0.75 | = | 136125 | cu.ft. |  | x | Design Level | x | Critical Level
Permanent Pool Surface Area Ap (sq.ft.) | 22500 |  |  |  |  | 0 | 6.05 | 0 | 5.05
Assumed average depth of permanent pool (ft.) | 6.05 | Range of 5-8 ft. per ECM 1.6.6 |  |  |  | 360 | 6.05 | 360 | 5.05
Vegetated Bench Area as % of Permanent Pool Area | 10% | Range of 5%-15% per ECM 1.6.6
Assumed vegetated bench area (sq.ft.) | 2250
Assumed open water area (sq.ft.) | 20250
Liner seepage rate (cm/sec) | 1e-07 | = | 0.00028346 | ft/day
Maximum allowable drop in permanent pool level (in.) | 12 | Per ECM 1.6.6 |  |  | Summary Statistics
Minimum allowable permanent pool level (ft.) | 5.05 |  |  |  |  | Total (inches)
No. of Days PP level too low | 0 |  |  |  | Days of Rain | Rainfall | Pan Evap. | Potential Evapotrans. | Runoff Volume from Watershed | Max. Fluctuation (in.)
Use make-up water? | NO |  |  |  | 82 | 29.68 | 75.855 | 56.8913 | 9.5931 | 7.5206
Gallons/yr of make-up water | 0
CALCULATIONS
[6 empty] | Inflow Volume Vi (cu.ft.) |  | Outflow Volume Vo (cu.ft.) |  |  |  | End of Day
Day | Rain (in) | Pan Evap (in.) | Potential Evapotransp. ETo (in.) | Si-1 Start of Day Volume (cu.ft.) | Perm. Pool Level (ft.) | Direct Rainfall P onto pond surface | Runoff ROV from Watershed | ETc of open water | ETc of vegetated bench | Seepage SEEP | Withdrawal WD | Si Volume (cu.ft.) | Permanent Pool Level (ft) | Level Acceptable? | Make-up Water MUW Required (cu.ft.) | Volume with Make-up Water (cu.ft.) | PP Level with Make-up Water (ft)
1 | 0 | 0.1 | 0.075 | 136125 | 6.05 | 0 | 0 | 132.8906 | 16.875 | 6.378 |  | 135968.8564 | 6.0431 | YES | 0 | 135968.8564 | 6.0431
2 | 0 | 0.14 | 0.105 | 135968.8564 | 6.0431 | 0 | 0 | 186.0469 | 23.625 | 6.378 |  | 135752.8066 | 6.0335 | YES | 0 | 135752.8066 | 6.0335
3 | 0 | 0.18 | 0.135 | 135752.8066 | 6.0335 | 0 | 0 | 239.2031 | 30.375 | 6.378 |  | 135476.8505 | 6.0212 | YES | 0 | 135476.8505 | 6.0212
4 | 0 | 0.1 | 0.075 | 135476.8505 | 6.0212 | 0 | 0 | 132.8906 | 16.875 | 6.378 |  | 135320.7069 | 6.0143 | YES | 0 | 135320.7069 | 6.0143
5 | 0 | 0.07 | 0.0525 | 135320.7069 | 6.0143 | 0 | 0 | 93.0234 | 11.8125 | 6.378 |  | 135209.493 | 6.0093 | YES | 0 | 135209.493 | 6.0093
6 | 0 | 0.13 | 0.0975 | 135209.493 | 6.0093 | 0 | 0 | 172.7578 | 21.9375 | 6.378 |  | 135008.4198 | 6.0004 | YES | 0 | 135008.4198 | 6.0004
7 | 0 | 0.08 | 0.06 | 135008.4198 | 6.0004 | 0 | 0 | 106.3125 | 13.5 | 6.378 |  | 134882.2293 | 5.9948 | YES | 0 | 134882.2293 | 5.9948
8 | 0 | 0.09 | 0.0675 | 134882.2293 | 5.9948 | 0 | 0 | 119.6016 | 15.1875 | 6.378 |  | 134741.0623 | 5.9885 | YES | 0 | 134741.0623 | 5.9885
9 | 0 | 0.29 | 0.2175 | 134741.0623 | 5.9885 | 0 | 0 | 385.3828 | 48.9375 | 6.378 |  | 134300.3641 | 5.9689 | YES | 0 | 134300.3641 | 5.9689
10 | 0 | 0.2 | 0.15 | 134300.3641 | 5.9689 | 0 | 0 | 265.7813 | 33.75 | 6.378 |  | 133994.4548 | 5.9553 | YES | 0 | 133994.4548 | 5.9553
11 | 0 | 0.11 | 0.0825 | 133994.4548 | 5.9553 | 0 | 0 | 146.1797 | 18.5625 | 6.378 |  | 133823.3347 | 5.9477 | YES | 0 | 133823.3347 | 5.9477
12 | 0 | 0.16 | 0.12 | 133823.3347 | 5.9477 | 0 | 0 | 212.625 | 27 | 6.378 |  | 133577.3318 | 5.9368 | YES | 0 | 133577.3318 | 5.9368
13 | 0 | 0.12 | 0.09 | 133577.3318 | 5.9368 | 0 | 0 | 159.4688 | 20.25 | 6.378 |  | 133391.2351 | 5.9285 | YES | 0 | 133391.2351 | 5.9285
14 | 0 | 0.04 | 0.03 | 133391.2351 | 5.9285 | 0 | 0 | 53.1562 | 6.75 | 6.378 |  | 133324.9508 | 5.9256 | YES | 0 | 133324.9508 | 5.9256
15 | 0.02 | 0.14 | 0.105 | 133324.9508 | 5.9256 | 37.5 | 0 | 186.0469 | 23.625 | 6.378 |  | 133146.401 | 5.9176 | YES | 0 | 133146.401 | 5.9176
16 | 0.24 | 0.135 | 0.10125 | 133146.401 | 5.9176 | 450 | 14374.8 | 179.4023 | 22.7812 | 6.378 |  | 136125 | 6.05 | YES | 0 | 136125 | 6.05
17 | 0 | 0.135 | 0.10125 | 136125 | 6.05 | 0 | 0 | 179.4023 | 22.7812 | 6.378 |  | 135916.4385 | 6.0407 | YES | 0 | 135916.4385 | 6.0407
18 | 0 | 0.135 | 0.10125 | 135916.4385 | 6.0407 | 0 | 0 | 179.4023 | 22.7812 | 6.378 |  | 135707.8769 | 6.0315 | YES | 0 | 135707.8769 | 6.0315
19 | 0 | 0.13 | 0.0975 | 135707.8769 | 6.0315 | 0 | 0 | 172.7578 | 21.9375 | 6.378 |  | 135506.8036 | 6.0225 | YES | 0 | 135506.8036 | 6.0225
20 | 0 | 0.15 | 0.1125 | 135506.8036 | 6.0225 | 0 | 0 | 199.3359 | 25.3125 | 6.378 |  | 135275.7773 | 6.0123 | YES | 0 | 135275.7773 | 6.0123
21 | 0 | 0.17 | 0.1275 | 135275.7773 | 6.0123 | 0 | 0 | 225.9141 | 28.6875 | 6.378 |  | 135014.7977 | 6.0007 | YES | 0 | 135014.7977 | 6.0007
22 | 0.01 | 0.1 | 0.075 | 135014.7977 | 6.0007 | 18.75 | 0 | 132.8906 | 16.875 | 6.378 |  | 134877.4042 | 5.9946 | YES | 0 | 134877.4042 | 5.9946
23 | 0 | 0.21 | 0.1575 | 134877.4042 | 5.9946 | 0 | 0 | 279.0703 | 35.4375 | 6.378 |  | 134556.5184 | 5.9803 | YES | 0 | 134556.5184 | 5.9803
24 | 0 | 0.17 | 0.1275 | 134556.5184 | 5.9803 | 0 | 0 | 225.9141 | 28.6875 | 6.378 |  | 134295.5389 | 5.9687 | YES | 0 | 134295.5389 | 5.9687
25 | 0 | 0.15 | 0.1125 | 134295.5389 | 5.9687 | 0 | 0 | 199.3359 | 25.3125 | 6.378 |  | 134064.5125 | 5.9584 | YES | 0 | 134064.5125 | 5.9584
26 | 0 | 0.21 | 0.1575 | 134064.5125 | 5.9584 | 0 | 0 | 279.0703 | 35.4375 | 6.378 |  | 133743.6267 | 5.9442 | YES | 0 | 133743.6267 | 5.9442
27 | 0 | 0.14 | 0.105 | 133743.6267 | 5.9442 | 0 | 0 | 186.0469 | 23.625 | 6.378 |  | 133527.5769 | 5.9346 | YES | 0 | 133527.5769 | 5.9346
28 | 0 | 0.16 | 0.12 | 133527.5769 | 5.9346 | 0 | 0 | 212.625 | 27 | 6.378 |  | 133281.5739 | 5.9236 | YES | 0 | 133281.5739 | 5.9236
29 | 0 | 0.21 | 0.1575 | 133281.5739 | 5.9236 | 0 | 0 | 279.0703 | 35.4375 | 6.378 |  | 132960.6882 | 5.9094 | YES | 0 | 132960.6882 | 5.9094
30 | 0 | 0.12 | 0.09 | 132960.6882 | 5.9094 | 0 | 0 | 159.4688 | 20.25 | 6.378 |  | 132774.5915 | 5.9011 | YES | 0 | 132774.5915 | 5.9011
31 | 0.36 | 0.08 | 0.06 | 132774.5915 | 5.9011 | 675 | 21562.2 | 106.3125 | 13.5 | 6.378 |  | 136125 | 6.05 | YES | 0 | 136125 | 6.05
32 | 0 | 0.06 | 0.045 | 136125 | 6.05 | 0 | 0 | 79.7344 | 10.125 | 6.378 |  | 136028.7627 | 6.0457 | YES | 0 | 136028.7627 | 6.0457
33 | 0 | 0.07 | 0.0525 | 136028.7627 | 6.0457 | 0 | 0 | 93.0234 | 11.8125 | 6.378 |  | 135917.5488 | 6.0408 | YES | 0 | 135917.5488 | 6.0408
34 | 0 | 0.11 | 0.0825 | 135917.5488 | 6.0408 | 0 | 0 | 146.1797 | 18.5625 | 6.378 |  | 135746.4286 | 6.0332 | YES | 0 | 135746.4286 | 6.0332
35 | 0 | 0.11 | 0.0825 | 135746.4286 | 6.0332 | 0 | 0 | 146.1797 | 18.5625 | 6.378 |  | 135575.3085 | 6.0256 | YES | 0 | 135575.3085 | 6.0256
36 | 0 | 0.12 | 0.09 | 135575.3085 | 6.0256 | 0 | 0 | 159.4688 | 20.25 | 6.378 |  | 135389.2118 | 6.0173 | YES | 0 | 135389.2118 | 6.0173
37 | 0 | 0.14 | 0.105 | 135389.2118 | 6.0173 | 0 | 0 | 186.0469 | 23.625 | 6.378 |  | 135173.162 | 6.0077 | YES | 0 | 135173.162 | 6.0077
38 | 0 | 0.22 | 0.165 | 135173.162 | 6.0077 | 0 | 0 | 292.3594 | 37.125 | 6.378 |  | 134837.2996 | 5.9928 | YES | 0 | 134837.2996 | 5.9928
39 | 0 | 0.12 | 0.09 | 134837.2996 | 5.9928 | 0 | 0 | 159.4688 | 20.25 | 6.378 |  | 134651.2029 | 5.9845 | YES | 0 | 134651.2029 | 5.9845
40 | 0 | 0.18 | 0.135 | 134651.2029 | 5.9845 | 0 | 0 | 239.2031 | 30.375 | 6.378 |  | 134375.2469 | 5.9722 | YES | 0 | 134375.2469 | 5.9722
41 | 0.38 | 0.02 | 0.015 | 134375.2469 | 5.9722 | 712.5 | 22760.1 | 26.5781 | 3.375 | 6.378 |  | 136125 | 6.05 | YES | 0 | 136125 | 6.05
42 | 0.07 | 0.09 | 0.0675 | 136125 | 6.05 | 131.25 | 4192.65 | 119.6016 | 15.1875 | 6.378 |  | 136125 | 6.05 | YES | 0 | 136125 | 6.05
43 | 0 | 0 | 0 | 136125 | 6.05 | 0 | 0 | 0 | 0 | 6.378 |  | 136118.622 | 6.0497 | YES | 0 | 136118.622 | 6.0497
44 | 0 | 0.09 | 0.0675 | 136118.622 | 6.0497 | 0 | 0 | 119.6016 | 15.1875 | 6.378 |  | 135977.455 | 6.0434 | YES | 0 | 135977.455 | 6.0434
45 | 0.2 | 0.07 | 0.0525 | 135977.455 | 6.0434 | 375 | 11979 | 93.0234 | 11.8125 | 6.378 |  | 136125 | 6.05 | YES | 0 | 136125 | 6.05
46 | 0 | 0.04 | 0.03 | 136125 | 6.05 | 0 | 0 | 53.1562 | 6.75 | 6.378 |  | 136058.7158 | 6.0471 | YES | 0 | 136058.7158 | 6.0471
47 | 0 | 0.28 | 0.21 | 136058.7158 | 6.0471 | 0 | 0 | 372.0938 | 47.25 | 6.378 |  | 135632.9941 | 6.0281 | YES | 0 | 135632.9941 | 6.0281
48 | 0 | 0.05 | 0.0375 | 135632.9941 | 6.0281 | 0 | 0 | 66.4453 | 8.4375 | 6.378 |  | 135551.7333 | 6.0245 | YES | 0 | 135551.7333 | 6.0245
49 | 0.2 | 0.07 | 0.0525 | 135551.7333 | 6.0245 | 375 | 11979 | 93.0234 | 11.8125 | 6.378 |  | 136125 | 6.05 | YES | 0 | 136125 | 6.05
50 | 0.01 | 0.05 | 0.0375 | 136125 | 6.05 | 18.75 | 0 | 66.4453 | 8.4375 | 6.378 |  | 136062.4892 | 6.0472 | YES | 0 | 136062.4892 | 6.0472
51 | 0 | 0.06 | 0.045 | 136062.4892 | 6.0472 | 0 | 0 | 79.7344 | 10.125 | 6.378 |  | 135966.2519 | 6.0429 | YES | 0 | 135966.2519 | 6.0429
52 | 0 | 0.22 | 0.165 | 135966.2519 | 6.0429 | 0 | 0 | 292.3594 | 37.125 | 6.378 |  | 135630.3896 | 6.028 | YES | 0 | 135630.3896 | 6.028
53 | 0 | 0.17 | 0.1275 | 135630.3896 | 6.028 | 0 | 0 | 225.9141 | 28.6875 | 6.378 |  | 135369.4101 | 6.0164 | YES | 0 | 135369.4101 | 6.0164
54 | 0.4 | 0.07 | 0.0525 | 135369.4101 | 6.0164 | 750 | 23958 | 93.0234 | 11.8125 | 6.378 |  | 136125 | 6.05 | YES | 0 | 136125 | 6.05
55 | 0.03 | 0.02 | 0.015 | 136125 | 6.05 | 56.25 | 0 | 26.5781 | 3.375 | 6.378 |  | 136125 | 6.05 | YES | 0 | 136125 | 6.05
56 | 0.03 | 0.04 | 0.03 | 136125 | 6.05 | 56.25 | 0 | 53.1562 | 6.75 | 6.378 |  | 136114.9658 | 6.0496 | YES | 0 | 136114.9658 | 6.0496
57 | 0 | 0.08 | 0.06 | 136114.9658 | 6.0496 | 0 | 0 | 106.3125 | 13.5 | 6.378 |  | 135988.7753 | 6.0439 | YES | 0 | 135988.7753 | 6.0439
58 | 0 | 0.12 | 0.09 | 135988.7753 | 6.0439 | 0 | 0 | 159.4688 | 20.25 | 6.378 |  | 135802.6786 | 6.0357 | YES | 0 | 135802.6786 | 6.0357
59 | 0 | 0.12 | 0.09 | 135802.6786 | 6.0357 | 0 | 0 | 159.4688 | 20.25 | 6.378 |  | 135616.5819 | 6.0274 | YES | 0 | 135616.5819 | 6.0274
60 | 0 | 0.09 | 0.0675 | 135616.5819 | 6.0274 | 0 | 0 | 119.6016 | 15.1875 | 6.378 |  | 135475.4149 | 6.0211 | YES | 0 | 135475.4149 | 6.0211
61 | 0.05 | 0.07 | 0.0525 | 135475.4149 | 6.0211 | 93.75 | 0 | 93.0234 | 11.8125 | 6.378 |  | 135457.951 | 6.0204 | YES | 0 | 135457.951 | 6.0204
62 | 0.02 | 0.04 | 0.03 | 135457.951 | 6.0204 | 37.5 | 0 | 53.1562 | 6.75 | 6.378 |  | 135429.1668 | 6.0191 | YES | 0 | 135429.1668 | 6.0191
63 | 0 | 0.23 | 0.1725 | 135429.1668 | 6.0191 | 0 | 0 | 305.6484 | 38.8125 | 6.378 |  | 135078.3279 | 6.0035 | YES | 0 | 135078.3279 | 6.0035
64 | 0 | 0.22 | 0.165 | 135078.3279 | 6.0035 | 0 | 0 | 292.3594 | 37.125 | 6.378 |  | 134742.4656 | 5.9886 | YES | 0 | 134742.4656 | 5.9886
65 | 0 | 0.18 | 0.135 | 134742.4656 | 5.9886 | 0 | 0 | 239.2031 | 30.375 | 6.378 |  | 134466.5095 | 5.9763 | YES | 0 | 134466.5095 | 5.9763
66 | 0 | 0.11 | 0.0825 | 134466.5095 | 5.9763 | 0 | 0 | 146.1797 | 18.5625 | 6.378 |  | 134295.3894 | 5.9687 | YES | 0 | 134295.3894 | 5.9687
67 | 0.02 | 0.06 | 0.045 | 134295.3894 | 5.9687 | 37.5 | 0 | 79.7344 | 10.125 | 6.378 |  | 134236.6521 | 5.9661 | YES | 0 | 134236.6521 | 5.9661
68 | 0.15 | 0 | 0 | 134236.6521 | 5.9661 | 281.25 | 8984.25 | 0 | 0 | 6.378 |  | 136125 | 6.05 | YES | 0 | 136125 | 6.05
69 | 0.04 | 0 | 0 | 136125 | 6.05 | 75 | 0 | 0 | 0 | 6.378 |  | 136125 | 6.05 | YES | 0 | 136125 | 6.05
70 | 0.56 | 0 | 0 | 136125 | 6.05 | 1050 | 33541.2 | 0 | 0 | 6.378 |  | 136125 | 6.05 | YES | 0 | 136125 | 6.05
71 | 0 | 0.23 | 0.1725 | 136125 | 6.05 | 0 | 0 | 305.6484 | 38.8125 | 6.378 |  | 135774.1611 | 6.0344 | YES | 0 | 135774.1611 | 6.0344
72 | 0.01 | 0.11 | 0.0825 | 135774.1611 | 6.0344 | 18.75 | 0 | 146.1797 | 18.5625 | 6.378 |  | 135621.791 | 6.0276 | YES | 0 | 135621.791 | 6.0276
73 | 0.35 | 0.07 | 0.0525 | 135621.791 | 6.0276 | 656.25 | 20963.25 | 93.0234 | 11.8125 | 6.378 |  | 136125 | 6.05 | YES | 0 | 136125 | 6.05
74 | 0 | 0.18 | 0.135 | 136125 | 6.05 | 0 | 0 | 239.2031 | 30.375 | 6.378 |  | 135849.0439 | 6.0377 | YES | 0 | 135849.0439 | 6.0377
75 | 0 | 0.21 | 0.1575 | 135849.0439 | 6.0377 | 0 | 0 | 279.0703 | 35.4375 | 6.378 |  | 135528.1582 | 6.0235 | YES | 0 | 135528.1582 | 6.0235
76 | 0 | 0.04 | 0.03 | 135528.1582 | 6.0235 | 0 | 0 | 53.1562 | 6.75 | 6.378 |  | 135461.874 | 6.0205 | YES | 0 | 135461.874 | 6.0205
77 | 0 | 0.07 | 0.0525 | 135461.874 | 6.0205 | 0 | 0 | 93.0234 | 11.8125 | 6.378 |  | 135350.6601 | 6.0156 | YES | 0 | 135350.6601 | 6.0156
78 | 0 | 0.23 | 0.1725 | 135350.6601 | 6.0156 | 0 | 0 | 305.6484 | 38.8125 | 6.378 |  | 134999.8212 | 6 | YES | 0 | 134999.8212 | 6
79 | 0 | 0.13 | 0.0975 | 134999.8212 | 6 | 0 | 0 | 172.7578 | 21.9375 | 6.378 |  | 134798.7479 | 5.9911 | YES | 0 | 134798.7479 | 5.9911
80 | 0 | 0.18 | 0.135 | 134798.7479 | 5.9911 | 0 | 0 | 239.2031 | 30.375 | 6.378 |  | 134522.7918 | 5.9788 | YES | 0 | 134522.7918 | 5.9788
81 | 0.01 | 0.16 | 0.12 | 134522.7918 | 5.9788 | 18.75 | 0 | 212.625 | 27 | 6.378 |  | 134295.5389 | 5.9687 | YES | 0 | 134295.5389 | 5.9687
82 | 0 | 0.24 | 0.18 | 134295.5389 | 5.9687 | 0 | 0 | 318.9375 | 40.5 | 6.378 |  | 133929.7234 | 5.9524 | YES | 0 | 133929.7234 | 5.9524
83 | 0 | 0.18 | 0.135 | 133929.7234 | 5.9524 | 0 | 0 | 239.2031 | 30.375 | 6.378 |  | 133653.7673 | 5.9402 | YES | 0 | 133653.7673 | 5.9402
84 | 0 | 0.24 | 0.18 | 133653.7673 | 5.9402 | 0 | 0 | 318.9375 | 40.5 | 6.378 |  | 133287.9519 | 5.9239 | YES | 0 | 133287.9519 | 5.9239
85 | 0 | 0.2 | 0.15 | 133287.9519 | 5.9239 | 0 | 0 | 265.7813 | 33.75 | 6.378 |  | 132982.0427 | 5.9103 | YES | 0 | 132982.0427 | 5.9103
86 | 0 | 0.02 | 0.015 | 132982.0427 | 5.9103 | 0 | 0 | 26.5781 | 3.375 | 6.378 |  | 132945.7116 | 5.9087 | YES | 0 | 132945.7116 | 5.9087
87 | 0 | 0.24 | 0.18 | 132945.7116 | 5.9087 | 0 | 0 | 318.9375 | 40.5 | 6.378 |  | 132579.8962 | 5.8924 | YES | 0 | 132579.8962 | 5.8924
88 | 0 | 0.17 | 0.1275 | 132579.8962 | 5.8924 | 0 | 0 | 225.9141 | 28.6875 | 6.378 |  | 132318.9166 | 5.8808 | YES | 0 | 132318.9166 | 5.8808
89 | 0 | 0.03 | 0.0225 | 132318.9166 | 5.8808 | 0 | 0 | 39.8672 | 5.0625 | 6.378 |  | 132267.609 | 5.8786 | YES | 0 | 132267.609 | 5.8786
90 | 0.52 | 0.14 | 0.105 | 132267.609 | 5.8786 | 975 | 31145.4 | 186.0469 | 23.625 | 6.378 |  | 136125 | 6.05 | YES | 0 | 136125 | 6.05
91 | 0.44 | 0.29 | 0.2175 | 136125 | 6.05 | 825 | 26353.8 | 385.3828 | 48.9375 | 6.378 |  | 136125 | 6.05 | YES | 0 | 136125 | 6.05
92 | 0.01 | 0.17 | 0.1275 | 136125 | 6.05 | 18.75 | 0 | 225.9141 | 28.6875 | 6.378 |  | 135882.7705 | 6.0392 | YES | 0 | 135882.7705 | 6.0392
93 | 0 | 0.13 | 0.0975 | 135882.7705 | 6.0392 | 0 | 0 | 172.7578 | 21.9375 | 6.378 |  | 135681.6972 | 6.0303 | YES | 0 | 135681.6972 | 6.0303
94 | 0 | 0.22 | 0.165 | 135681.6972 | 6.0303 | 0 | 0 | 292.3594 | 37.125 | 6.378 |  | 135345.8349 | 6.0154 | YES | 0 | 135345.8349 | 6.0154
95 | 0.13 | 0.16 | 0.12 | 135345.8349 | 6.0154 | 243.75 | 7786.35 | 212.625 | 27 | 6.378 |  | 136125 | 6.05 | YES | 0 | 136125 | 6.05
96 | 0 | 0 | 0 | 136125 | 6.05 | 0 | 0 | 0 | 0 | 6.378 |  | 136118.622 | 6.0497 | YES | 0 | 136118.622 | 6.0497
97 | 0 | 0.15 | 0.1125 | 136118.622 | 6.0497 | 0 | 0 | 199.3359 | 25.3125 | 6.378 |  | 135887.5957 | 6.0394 | YES | 0 | 135887.5957 | 6.0394
98 | 0 | 0.16 | 0.12 | 135887.5957 | 6.0394 | 0 | 0 | 212.625 | 27 | 6.378 |  | 135641.5927 | 6.0285 | YES | 0 | 135641.5927 | 6.0285
99 | 0.03 | 0.24 | 0.18 | 135641.5927 | 6.0285 | 56.25 | 0 | 318.9375 | 40.5 | 6.378 |  | 135332.0273 | 6.0148 | YES | 0 | 135332.0273 | 6.0148
100 | 0 | 0.32 | 0.24 | 135332.0273 | 6.0148 | 0 | 0 | 425.25 | 54 | 6.378 |  | 134846.3993 | 5.9932 | YES | 0 | 134846.3993 | 5.9932
101 | 0 | 0.26 | 0.195 | 134846.3993 | 5.9932 | 0 | 0 | 345.5156 | 43.875 | 6.378 |  | 134450.6307 | 5.9756 | YES | 0 | 134450.6307 | 5.9756
102 | 0.57 | 0.34 | 0.255 | 134450.6307 | 5.9756 | 1068.75 | 34140.15 | 451.8281 | 57.375 | 6.378 |  | 136125 | 6.05 | YES | 0 | 136125 | 6.05
103 | 0 | 0.22 | 0.165 | 136125 | 6.05 | 0 | 0 | 292.3594 | 37.125 | 6.378 |  | 135789.1377 | 6.0351 | YES | 0 | 135789.1377 | 6.0351
104 | 0 | 0.21 | 0.1575 | 135789.1377 | 6.0351 | 0 | 0 | 279.0703 | 35.4375 | 6.378 |  | 135468.2519 | 6.0208 | YES | 0 | 135468.2519 | 6.0208
105 | 0 | 0.01 | 0.0075 | 135468.2519 | 6.0208 | 0 | 0 | 13.2891 | 1.6875 | 6.378 |  | 135446.8974 | 6.0199 | YES | 0 | 135446.8974 | 6.0199
106 | 0 | 0.4 | 0.3 | 135446.8974 | 6.0199 | 0 | 0 | 531.5625 | 67.5 | 6.378 |  | 134841.4569 | 5.993 | YES | 0 | 134841.4569 | 5.993
107 | 0 | 0.26 | 0.195 | 134841.4569 | 5.993 | 0 | 0 | 345.5156 | 43.875 | 6.378 |  | 134445.6884 | 5.9754 | YES | 0 | 134445.6884 | 5.9754
108 | 0 | 0.11 | 0.0825 | 134445.6884 | 5.9754 | 0 | 0 | 146.1797 | 18.5625 | 6.378 |  | 134274.5682 | 5.9678 | YES | 0 | 134274.5682 | 5.9678
109 | 0 | 0.32 | 0.24 | 134274.5682 | 5.9678 | 0 | 0 | 425.25 | 54 | 6.378 |  | 133788.9403 | 5.9462 | YES | 0 | 133788.9403 | 5.9462
110 | 0 | 0.26 | 0.195 | 133788.9403 | 5.9462 | 0 | 0 | 345.5156 | 43.875 | 6.378 |  | 133393.1717 | 5.9286 | YES | 0 | 133393.1717 | 5.9286
111 | 0 | 0.16 | 0.12 | 133393.1717 | 5.9286 | 0 | 0 | 212.625 | 27 | 6.378 |  | 133147.1687 | 5.9177 | YES | 0 | 133147.1687 | 5.9177
112 | 0 | 0.25 | 0.1875 | 133147.1687 | 5.9177 | 0 | 0 | 332.2266 | 42.1875 | 6.378 |  | 132766.3767 | 5.9007 | YES | 0 | 132766.3767 | 5.9007
113 | 0.13 | 0.15 | 0.1125 | 132766.3767 | 5.9007 | 243.75 | 7786.35 | 199.3359 | 25.3125 | 6.378 |  | 136125 | 6.05 | YES | 0 | 136125 | 6.05
114 | 0.78 | 0.13 | 0.0975 | 136125 | 6.05 | 1462.5 | 46718.1 | 172.7578 | 21.9375 | 6.378 |  | 136125 | 6.05 | YES | 0 | 136125 | 6.05
115 | 0 | 0.25 | 0.1875 | 136125 | 6.05 | 0 | 0 | 332.2266 | 42.1875 | 6.378 |  | 135744.208 | 6.0331 | YES | 0 | 135744.208 | 6.0331
116 | 0 | 0.27 | 0.2025 | 135744.208 | 6.0331 | 0 | 0 | 358.8047 | 45.5625 | 6.378 |  | 135333.4628 | 6.0148 | YES | 0 | 135333.4628 | 6.0148
117 | 0 | 0.22 | 0.165 | 135333.4628 | 6.0148 | 0 | 0 | 292.3594 | 37.125 | 6.378 |  | 134997.6005 | 5.9999 | YES | 0 | 134997.6005 | 5.9999
118 | 1.23 | 0.23 | 0.1725 | 134997.6005 | 5.9999 | 2306.25 | 73670.85 | 305.6484 | 38.8125 | 6.378 |  | 136125 | 6.05 | YES | 0 | 136125 | 6.05
119 | 1.37 | 0.3 | 0.225 | 136125 | 6.05 | 2568.75 | 82056.15 | 398.6719 | 50.625 | 6.378 |  | 136125 | 6.05 | YES | 0 | 136125 | 6.05
120 | 0 | 0.37 | 0.2775 | 136125 | 6.05 | 0 | 0 | 491.6953 | 62.4375 | 6.378 |  | 135564.4892 | 6.0251 | YES | 0 | 135564.4892 | 6.0251
121 | 0 | 0.28 | 0.21 | 135564.4892 | 6.0251 | 0 | 0 | 372.0938 | 47.25 | 6.378 |  | 135138.7675 | 6.0062 | YES | 0 | 135138.7675 | 6.0062
122 | 0 | 0.27 | 0.2025 | 135138.7675 | 6.0062 | 0 | 0 | 358.8047 | 45.5625 | 6.378 |  | 134728.0224 | 5.9879 | YES | 0 | 134728.0224 | 5.9879
123 | 0 | 0.26 | 0.195 | 134728.0224 | 5.9879 | 0 | 0 | 345.5156 | 43.875 | 6.378 |  | 134332.2538 | 5.9703 | YES | 0 | 134332.2538 | 5.9703
124 | 0.23 | 0.26 | 0.195 | 134332.2538 | 5.9703 | 431.25 | 13775.85 | 345.5156 | 43.875 | 6.378 |  | 136125 | 6.05 | YES | 0 | 136125 | 6.05
125 | 0 | 0.21 | 0.1575 | 136125 | 6.05 | 0 | 0 | 279.0703 | 35.4375 | 6.378 |  | 135804.1142 | 6.0357 | YES | 0 | 135804.1142 | 6.0357
126 | 0 | 0.23 | 0.1725 | 135804.1142 | 6.0357 | 0 | 0 | 305.6484 | 38.8125 | 6.378 |  | 135453.2753 | 6.0201 | YES | 0 | 135453.2753 | 6.0201
127 | 0 | 0.25 | 0.1875 | 135453.2753 | 6.0201 | 0 | 0 | 332.2266 | 42.1875 | 6.378 |  | 135072.4833 | 6.0032 | YES | 0 | 135072.4833 | 6.0032
128 | 0 | 0.3 | 0.225 | 135072.4833 | 6.0032 | 0 | 0 | 398.6719 | 50.625 | 6.378 |  | 134616.8085 | 5.983 | YES | 0 | 134616.8085 | 5.983
129 | 0 | 0.32 | 0.24 | 134616.8085 | 5.983 | 0 | 0 | 425.25 | 54 | 6.378 |  | 134131.1805 | 5.9614 | YES | 0 | 134131.1805 | 5.9614
130 | 0 | 0.29 | 0.2175 | 134131.1805 | 5.9614 | 0 | 0 | 385.3828 | 48.9375 | 6.378 |  | 133690.4823 | 5.9418 | YES | 0 | 133690.4823 | 5.9418
131 | 0 | 0.15 | 0.1125 | 133690.4823 | 5.9418 | 0 | 0 | 199.3359 | 25.3125 | 6.378 |  | 133459.4559 | 5.9315 | YES | 0 | 133459.4559 | 5.9315
132 | 0.49 | 0.17 | 0.1275 | 133459.4559 | 5.9315 | 918.75 | 29348.55 | 225.9141 | 28.6875 | 6.378 |  | 136125 | 6.05 | YES | 0 | 136125 | 6.05
133 | 0.07 | 0.2 | 0.15 | 136125 | 6.05 | 131.25 | 4192.65 | 265.7813 | 33.75 | 6.378 |  | 136125 | 6.05 | YES | 0 | 136125 | 6.05
134 | 0.14 | 0.03 | 0.0225 | 136125 | 6.05 | 262.5 | 8385.3 | 39.8672 | 5.0625 | 6.378 |  | 136125 | 6.05 | YES | 0 | 136125 | 6.05
135 | 0.48 | 0.01 | 0.0075 | 136125 | 6.05 | 900 | 28749.6 | 13.2891 | 1.6875 | 6.378 |  | 136125 | 6.05 | YES | 0 | 136125 | 6.05
136 | 0.46 | 0.02 | 0.015 | 136125 | 6.05 | 862.5 | 27551.7 | 26.5781 | 3.375 | 6.378 |  | 136125 | 6.05 | YES | 0 | 136125 | 6.05
137 | 0.01 | 0.05 | 0.0375 | 136125 | 6.05 | 18.75 | 0 | 66.4453 | 8.4375 | 6.378 |  | 136062.4892 | 6.0472 | YES | 0 | 136062.4892 | 6.0472
138 | 0 | 0.15 | 0.1125 | 136062.4892 | 6.0472 | 0 | 0 | 199.3359 | 25.3125 | 6.378 |  | 135831.4628 | 6.037 | YES | 0 | 135831.4628 | 6.037
139 | 0 | 0.17 | 0.1275 | 135831.4628 | 6.037 | 0 | 0 | 225.9141 | 28.6875 | 6.378 |  | 135570.4833 | 6.0254 | YES | 0 | 135570.4833 | 6.0254
140 | 0 | 0.23 | 0.1725 | 135570.4833 | 6.0254 | 0 | 0 | 305.6484 | 38.8125 | 6.378 |  | 135219.6444 | 6.0098 | YES | 0 | 135219.6444 | 6.0098
141 | 0 | 0.34 | 0.255 | 135219.6444 | 6.0098 | 0 | 0 | 451.8281 | 57.375 | 6.378 |  | 134704.0634 | 5.9868 | YES | 0 | 134704.0634 | 5.9868
142 | 0 | 0.21 | 0.1575 | 134704.0634 | 5.9868 | 0 | 0 | 279.0703 | 35.4375 | 6.378 |  | 134383.1776 | 5.9726 | YES | 0 | 134383.1776 | 5.9726
143 | 0 | 0.25 | 0.1875 | 134383.1776 | 5.9726 | 0 | 0 | 332.2266 | 42.1875 | 6.378 |  | 134002.3856 | 5.9557 | YES | 0 | 134002.3856 | 5.9557
144 | 0 | 0.33 | 0.2475 | 134002.3856 | 5.9557 | 0 | 0 | 438.5391 | 55.6875 | 6.378 |  | 133501.7811 | 5.9334 | YES | 0 | 133501.7811 | 5.9334
145 | 0 | 0.31 | 0.2325 | 133501.7811 | 5.9334 | 0 | 0 | 411.9609 | 52.3125 | 6.378 |  | 133031.1297 | 5.9125 | YES | 0 | 133031.1297 | 5.9125
146 | 0 | 0.32 | 0.24 | 133031.1297 | 5.9125 | 0 | 0 | 425.25 | 54 | 6.378 |  | 132545.5017 | 5.8909 | YES | 0 | 132545.5017 | 5.8909
147 | 0 | 0.31 | 0.2325 | 132545.5017 | 5.8909 | 0 | 0 | 411.9609 | 52.3125 | 6.378 |  | 132074.8503 | 5.87 | YES | 0 | 132074.8503 | 5.87
148 | 0 | 0.28 | 0.21 | 132074.8503 | 5.87 | 0 | 0 | 372.0938 | 47.25 | 6.378 |  | 131649.1286 | 5.8511 | YES | 0 | 131649.1286 | 5.8511
149 | 0 | 0.39 | 0.2925 | 131649.1286 | 5.8511 | 0 | 0 | 518.2734 | 65.8125 | 6.378 |  | 131058.6647 | 5.8248 | YES | 0 | 131058.6647 | 5.8248
150 | 0 | 0.25 | 0.1875 | 131058.6647 | 5.8248 | 0 | 0 | 332.2266 | 42.1875 | 6.378 |  | 130677.8727 | 5.8079 | YES | 0 | 130677.8727 | 5.8079
151 | 0 | 0.38 | 0.285 | 130677.8727 | 5.8079 | 0 | 0 | 504.9844 | 64.125 | 6.378 |  | 130102.3854 | 5.7823 | YES | 0 | 130102.3854 | 5.7823
152 | 0 | 0.25 | 0.1875 | 130102.3854 | 5.7823 | 0 | 0 | 332.2266 | 42.1875 | 6.378 |  | 129721.5934 | 5.7654 | YES | 0 | 129721.5934 | 5.7654
153 | 0 | 0.29 | 0.2175 | 129721.5934 | 5.7654 | 0 | 0 | 385.3828 | 48.9375 | 6.378 |  | 129280.8951 | 5.7458 | YES | 0 | 129280.8951 | 5.7458
154 | 0 | 0.33 | 0.2475 | 129280.8951 | 5.7458 | 0 | 0 | 438.5391 | 55.6875 | 6.378 |  | 128780.2906 | 5.7236 | YES | 0 | 128780.2906 | 5.7236
155 | 0 | 0.38 | 0.285 | 128780.2906 | 5.7236 | 0 | 0 | 504.9844 | 64.125 | 6.378 |  | 128204.8033 | 5.698 | YES | 0 | 128204.8033 | 5.698
156 | 0 | 0.35 | 0.2625 | 128204.8033 | 5.698 | 0 | 0 | 465.1172 | 59.0625 | 6.378 |  | 127674.2456 | 5.6744 | YES | 0 | 127674.2456 | 5.6744
157 | 0 | 0.37 | 0.2775 | 127674.2456 | 5.6744 | 0 | 0 | 491.6953 | 62.4375 | 6.378 |  | 127113.7349 | 5.6495 | YES | 0 | 127113.7349 | 5.6495
158 | 0 | 0.33 | 0.2475 | 127113.7349 | 5.6495 | 0 | 0 | 438.5391 | 55.6875 | 6.378 |  | 126613.1304 | 5.6273 | YES | 0 | 126613.1304 | 5.6273
159 | 0 | 0.41 | 0.3075 | 126613.1304 | 5.6273 | 0 | 0 | 544.8516 | 69.1875 | 6.378 |  | 125992.7133 | 5.5997 | YES | 0 | 125992.7133 | 5.5997
160 | 0 | 0.41 | 0.3075 | 125992.7133 | 5.5997 | 0 | 0 | 544.8516 | 69.1875 | 6.378 |  | 125372.2963 | 5.5721 | YES | 0 | 125372.2963 | 5.5721
161 | 0 | 0.31 | 0.2325 | 125372.2963 | 5.5721 | 0 | 0 | 411.9609 | 52.3125 | 6.378 |  | 124901.6449 | 5.5512 | YES | 0 | 124901.6449 | 5.5512
162 | 0 | 0.37 | 0.2775 | 124901.6449 | 5.5512 | 0 | 0 | 491.6953 | 62.4375 | 6.378 |  | 124341.1342 | 5.5263 | YES | 0 | 124341.1342 | 5.5263
163 | 0.35 | 0.36 | 0.27 | 124341.1342 | 5.5263 | 656.25 | 20963.25 | 478.4062 | 60.75 | 6.378 |  | 136125 | 6.05 | YES | 0 | 136125 | 6.05
164 | 0 | 0.43 | 0.3225 | 136125 | 6.05 | 0 | 0 | 571.4297 | 72.5625 | 6.378 |  | 135474.6299 | 6.0211 | YES | 0 | 135474.6299 | 6.0211
165 | 0 | 0.33 | 0.2475 | 135474.6299 | 6.0211 | 0 | 0 | 438.5391 | 55.6875 | 6.378 |  | 134974.0253 | 5.9988 | YES | 0 | 134974.0253 | 5.9988
166 | 0 | 0.32 | 0.24 | 134974.0253 | 5.9988 | 0 | 0 | 425.25 | 54 | 6.378 |  | 134488.3974 | 5.9773 | YES | 0 | 134488.3974 | 5.9773
167 | 0 | 0.53 | 0.3975 | 134488.3974 | 5.9773 | 0 | 0 | 704.3203 | 89.4375 | 6.378 |  | 133688.2616 | 5.9417 | YES | 0 | 133688.2616 | 5.9417
168 | 0 | 0.37 | 0.2775 | 133688.2616 | 5.9417 | 0 | 0 | 491.6953 | 62.4375 | 6.378 |  | 133127.7509 | 5.9168 | YES | 0 | 133127.7509 | 5.9168
169 | 0 | 0.43 | 0.3225 | 133127.7509 | 5.9168 | 0 | 0 | 571.4297 | 72.5625 | 6.378 |  | 132477.3807 | 5.8879 | YES | 0 | 132477.3807 | 5.8879
170 | 0 | 0.41 | 0.3075 | 132477.3807 | 5.8879 | 0 | 0 | 544.8516 | 69.1875 | 6.378 |  | 131856.9637 | 5.8603 | YES | 0 | 131856.9637 | 5.8603
171 | 0 | 0.47 | 0.3525 | 131856.9637 | 5.8603 | 0 | 0 | 624.5859 | 79.3125 | 6.378 |  | 131146.6873 | 5.8287 | YES | 0 | 131146.6873 | 5.8287
172 | 0 | 0.43 | 0.3225 | 131146.6873 | 5.8287 | 0 | 0 | 571.4297 | 72.5625 | 6.378 |  | 130496.3172 | 5.7998 | YES | 0 | 130496.3172 | 5.7998
173 | 0 | 0.45 | 0.3375 | 130496.3172 | 5.7998 | 0 | 0 | 598.0078 | 75.9375 | 6.378 |  | 129815.9939 | 5.7696 | YES | 0 | 129815.9939 | 5.7696
174 | 0 | 0.49 | 0.3675 | 129815.9939 | 5.7696 | 0 | 0 | 651.1641 | 82.6875 | 6.378 |  | 129075.7644 | 5.7367 | YES | 0 | 129075.7644 | 5.7367
175 | 0 | 0.47 | 0.3525 | 129075.7644 | 5.7367 | 0 | 0 | 624.5859 | 79.3125 | 6.378 |  | 128365.488 | 5.7051 | YES | 0 | 128365.488 | 5.7051
176 | 0 | 0.51 | 0.3825 | 128365.488 | 5.7051 | 0 | 0 | 677.7422 | 86.0625 | 6.378 |  | 127595.3054 | 5.6709 | YES | 0 | 127595.3054 | 5.6709
177 | 0 | 0.41 | 0.3075 | 127595.3054 | 5.6709 | 0 | 0 | 544.8516 | 69.1875 | 6.378 |  | 126974.8883 | 5.6433 | YES | 0 | 126974.8883 | 5.6433
178 | 0 | 0.4 | 0.3 | 126974.8883 | 5.6433 | 0 | 0 | 531.5625 | 67.5 | 6.378 |  | 126369.4479 | 5.6164 | YES | 0 | 126369.4479 | 5.6164
179 | 0 | 0.39 | 0.2925 | 126369.4479 | 5.6164 | 0 | 0 | 518.2734 | 65.8125 | 6.378 |  | 125778.984 | 5.5902 | YES | 0 | 125778.984 | 5.5902
180 | 1.24 | 0.43 | 0.3225 | 125778.984 | 5.5902 | 2325 | 74269.8 | 571.4297 | 72.5625 | 6.378 |  | 136125 | 6.05 | YES | 0 | 136125 | 6.05
181 | 0 | 0.12 | 0.09 | 136125 | 6.05 | 0 | 0 | 159.4688 | 20.25 | 6.378 |  | 135938.9033 | 6.0417 | YES | 0 | 135938.9033 | 6.0417
182 | 0 | 0.31 | 0.2325 | 135938.9033 | 6.0417 | 0 | 0 | 411.9609 | 52.3125 | 6.378 |  | 135468.2519 | 6.0208 | YES | 0 | 135468.2519 | 6.0208
183 | 0 | 0.33 | 0.2475 | 135468.2519 | 6.0208 | 0 | 0 | 438.5391 | 55.6875 | 6.378 |  | 134967.6474 | 5.9986 | YES | 0 | 134967.6474 | 5.9986
184 | 0 | 0.4 | 0.3 | 134967.6474 | 5.9986 | 0 | 0 | 531.5625 | 67.5 | 6.378 |  | 134362.2069 | 5.9717 | YES | 0 | 134362.2069 | 5.9717
185 | 0.31 | 0.38 | 0.285 | 134362.2069 | 5.9717 | 581.25 | 18567.45 | 504.9844 | 64.125 | 6.378 |  | 136125 | 6.05 | YES | 0 | 136125 | 6.05
186 | 0 | 0.36 | 0.27 | 136125 | 6.05 | 0 | 0 | 478.4062 | 60.75 | 6.378 |  | 135579.4658 | 6.0258 | YES | 0 | 135579.4658 | 6.0258
187 | 0 | 0.36 | 0.27 | 135579.4658 | 6.0258 | 0 | 0 | 478.4062 | 60.75 | 6.378 |  | 135033.9316 | 6.0015 | YES | 0 | 135033.9316 | 6.0015
188 | 0 | 0.38 | 0.285 | 135033.9316 | 6.0015 | 0 | 0 | 504.9844 | 64.125 | 6.378 |  | 134458.4443 | 5.9759 | YES | 0 | 134458.4443 | 5.9759
189 | 0 | 0.39 | 0.2925 | 134458.4443 | 5.9759 | 0 | 0 | 518.2734 | 65.8125 | 6.378 |  | 133867.9804 | 5.9497 | YES | 0 | 133867.9804 | 5.9497
190 | 0 | 0.46 | 0.345 | 133867.9804 | 5.9497 | 0 | 0 | 611.2969 | 77.625 | 6.378 |  | 133172.6805 | 5.9188 | YES | 0 | 133172.6805 | 5.9188
191 | 0 | 0.4 | 0.3 | 133172.6805 | 5.9188 | 0 | 0 | 531.5625 | 67.5 | 6.378 |  | 132567.2401 | 5.8919 | YES | 0 | 132567.2401 | 5.8919
192 | 0 | 0.36 | 0.27 | 132567.2401 | 5.8919 | 0 | 0 | 478.4062 | 60.75 | 6.378 |  | 132021.7059 | 5.8676 | YES | 0 | 132021.7059 | 5.8676
193 | 0 | 0.35 | 0.2625 | 132021.7059 | 5.8676 | 0 | 0 | 465.1172 | 59.0625 | 6.378 |  | 131491.1483 | 5.8441 | YES | 0 | 131491.1483 | 5.8441
194 | 0.06 | 0.36 | 0.27 | 131491.1483 | 5.8441 | 112.5 | 3593.7 | 478.4062 | 60.75 | 6.378 |  | 134651.8141 | 5.9845 | YES | 0 | 134651.8141 | 5.9845
195 | 0 | 0.09 | 0.0675 | 134651.8141 | 5.9845 | 0 | 0 | 119.6016 | 15.1875 | 6.378 |  | 134510.647 | 5.9783 | YES | 0 | 134510.647 | 5.9783
196 | 0 | 0.34 | 0.255 | 134510.647 | 5.9783 | 0 | 0 | 451.8281 | 57.375 | 6.378 |  | 133995.066 | 5.9553 | YES | 0 | 133995.066 | 5.9553
197 | 0 | 0.34 | 0.255 | 133995.066 | 5.9553 | 0 | 0 | 451.8281 | 57.375 | 6.378 |  | 133479.4849 | 5.9324 | YES | 0 | 133479.4849 | 5.9324
198 | 0 | 0.44 | 0.33 | 133479.4849 | 5.9324 | 0 | 0 | 584.7188 | 74.25 | 6.378 |  | 132814.1382 | 5.9029 | YES | 0 | 132814.1382 | 5.9029
199 | 0 | 0.38 | 0.285 | 132814.1382 | 5.9029 | 0 | 0 | 504.9844 | 64.125 | 6.378 |  | 132238.6508 | 5.8773 | YES | 0 | 132238.6508 | 5.8773
200 | 0 | 0.31 | 0.2325 | 132238.6508 | 5.8773 | 0 | 0 | 411.9609 | 52.3125 | 6.378 |  | 131767.9995 | 5.8564 | YES | 0 | 131767.9995 | 5.8564
201 | 0 | 0.47 | 0.3525 | 131767.9995 | 5.8564 | 0 | 0 | 624.5859 | 79.3125 | 6.378 |  | 131057.7231 | 5.8248 | YES | 0 | 131057.7231 | 5.8248
202 | 0 | 0.43 | 0.3225 | 131057.7231 | 5.8248 | 0 | 0 | 571.4297 | 72.5625 | 6.378 |  | 130407.3529 | 5.7959 | YES | 0 | 130407.3529 | 5.7959
203 | 0 | 0.43 | 0.3225 | 130407.3529 | 5.7959 | 0 | 0 | 571.4297 | 72.5625 | 6.378 |  | 129756.9828 | 5.767 | YES | 0 | 129756.9828 | 5.767
204 | 0.06 | 0.32 | 0.24 | 129756.9828 | 5.767 | 112.5 | 3593.7 | 425.25 | 54 | 6.378 |  | 132977.5548 | 5.9101 | YES | 0 | 132977.5548 | 5.9101
205 | 0 | 0.31 | 0.2325 | 132977.5548 | 5.9101 | 0 | 0 | 411.9609 | 52.3125 | 6.378 |  | 132506.9034 | 5.8892 | YES | 0 | 132506.9034 | 5.8892
206 | 0.07 | 0.23 | 0.1725 | 132506.9034 | 5.8892 | 131.25 | 4192.65 | 305.6484 | 38.8125 | 6.378 |  | 136125 | 6.05 | YES | 0 | 136125 | 6.05
207 | 0 | 0.35 | 0.2625 | 136125 | 6.05 | 0 | 0 | 465.1172 | 59.0625 | 6.378 |  | 135594.4424 | 6.0264 | YES | 0 | 135594.4424 | 6.0264
208 | 0 | 0.42 | 0.315 | 135594.4424 | 6.0264 | 0 | 0 | 558.1406 | 70.875 | 6.378 |  | 134959.0488 | 5.9982 | YES | 0 | 134959.0488 | 5.9982
209 | 0 | 0.31 | 0.2325 | 134959.0488 | 5.9982 | 0 | 0 | 411.9609 | 52.3125 | 6.378 |  | 134488.3974 | 5.9773 | YES | 0 | 134488.3974 | 5.9773
210 | 0 | 0.37 | 0.2775 | 134488.3974 | 5.9773 | 0 | 0 | 491.6953 | 62.4375 | 6.378 |  | 133927.8866 | 5.9524 | YES | 0 | 133927.8866 | 5.9524
211 | 0 | 0.44 | 0.33 | 133927.8866 | 5.9524 | 0 | 0 | 584.7188 | 74.25 | 6.378 |  | 133262.5399 | 5.9228 | YES | 0 | 133262.5399 | 5.9228
212 | 0.01 | 0.38 | 0.285 | 133262.5399 | 5.9228 | 18.75 | 0 | 504.9844 | 64.125 | 6.378 |  | 132705.8026 | 5.898 | YES | 0 | 132705.8026 | 5.898
213 | 0 | 0.37 | 0.2775 | 132705.8026 | 5.898 | 0 | 0 | 491.6953 | 62.4375 | 6.378 |  | 132145.2918 | 5.8731 | YES | 0 | 132145.2918 | 5.8731
214 | 0 | 0.42 | 0.315 | 132145.2918 | 5.8731 | 0 | 0 | 558.1406 | 70.875 | 6.378 |  | 131509.8983 | 5.8449 | YES | 0 | 131509.8983 | 5.8449
215 | 0 | 0.45 | 0.3375 | 131509.8983 | 5.8449 | 0 | 0 | 598.0078 | 75.9375 | 6.378 |  | 130829.575 | 5.8146 | YES | 0 | 130829.575 | 5.8146
216 | 0 | 0.43 | 0.3225 | 130829.575 | 5.8146 | 0 | 0 | 571.4297 | 72.5625 | 6.378 |  | 130179.2048 | 5.7857 | YES | 0 | 130179.2048 | 5.7857
217 | 0 | 0.49 | 0.3675 | 130179.2048 | 5.7857 | 0 | 0 | 651.1641 | 82.6875 | 6.378 |  | 129438.9753 | 5.7528 | YES | 0 | 129438.9753 | 5.7528
218 | 0 | 0.48 | 0.36 | 129438.9753 | 5.7528 | 0 | 0 | 637.875 | 81 | 6.378 |  | 128713.7224 | 5.7206 | YES | 0 | 128713.7224 | 5.7206
219 | 0 | 0.48 | 0.36 | 128713.7224 | 5.7206 | 0 | 0 | 637.875 | 81 | 6.378 |  | 127988.4694 | 5.6884 | YES | 0 | 127988.4694 | 5.6884
220 | 0 | 0.51 | 0.3825 | 127988.4694 | 5.6884 | 0 | 0 | 677.7422 | 86.0625 | 6.378 |  | 127218.2868 | 5.6541 | YES | 0 | 127218.2868 | 5.6541
221 | 0 | 0.45 | 0.3375 | 127218.2868 | 5.6541 | 0 | 0 | 598.0078 | 75.9375 | 6.378 |  | 126537.9635 | 5.6239 | YES | 0 | 126537.9635 | 5.6239
222 | 0 | 0.38 | 0.285 | 126537.9635 | 5.6239 | 0 | 0 | 504.9844 | 64.125 | 6.378 |  | 125962.4762 | 5.5983 | YES | 0 | 125962.4762 | 5.5983
223 | 0 | 0.47 | 0.3525 | 125962.4762 | 5.5983 | 0 | 0 | 624.5859 | 79.3125 | 6.378 |  | 125252.1998 | 5.5668 | YES | 0 | 125252.1998 | 5.5668
224 | 0 | 0.44 | 0.33 | 125252.1998 | 5.5668 | 0 | 0 | 584.7188 | 74.25 | 6.378 |  | 124586.8531 | 5.5372 | YES | 0 | 124586.8531 | 5.5372
225 | 0 | 0.31 | 0.2325 | 124586.8531 | 5.5372 | 0 | 0 | 411.9609 | 52.3125 | 6.378 |  | 124116.2017 | 5.5163 | YES | 0 | 124116.2017 | 5.5163
226 | 0 | 0.37 | 0.2775 | 124116.2017 | 5.5163 | 0 | 0 | 491.6953 | 62.4375 | 6.378 |  | 123555.6909 | 5.4914 | YES | 0 | 123555.6909 | 5.4914
227 | 0 | 0.27 | 0.2025 | 123555.6909 | 5.4914 | 0 | 0 | 358.8047 | 45.5625 | 6.378 |  | 123144.9458 | 5.4731 | YES | 0 | 123144.9458 | 5.4731
228 | 0 | 0.37 | 0.2775 | 123144.9458 | 5.4731 | 0 | 0 | 491.6953 | 62.4375 | 6.378 |  | 122584.435 | 5.4482 | YES | 0 | 122584.435 | 5.4482
229 | 0 | 0.37 | 0.2775 | 122584.435 | 5.4482 | 0 | 0 | 491.6953 | 62.4375 | 6.378 |  | 122023.9243 | 5.4233 | YES | 0 | 122023.9243 | 5.4233
230 | 0.17 | 0.36 | 0.27 | 122023.9243 | 5.4233 | 318.75 | 10182.15 | 478.4062 | 60.75 | 6.378 |  | 131979.2901 | 5.8657 | YES | 0 | 131979.2901 | 5.8657
231 | 0.29 | 0.37 | 0.2775 | 131979.2901 | 5.8657 | 543.75 | 17369.55 | 491.6953 | 62.4375 | 6.378 |  | 136125 | 6.05 | YES | 0 | 136125 | 6.05
232 | 0.27 | 0.14 | 0.105 | 136125 | 6.05 | 506.25 | 16171.65 | 186.0469 | 23.625 | 6.378 |  | 136125 | 6.05 | YES | 0 | 136125 | 6.05
233 | 0 | 0.16 | 0.12 | 136125 | 6.05 | 0 | 0 | 212.625 | 27 | 6.378 |  | 135878.997 | 6.0391 | YES | 0 | 135878.997 | 6.0391
234 | 0 | 0.29 | 0.2175 | 135878.997 | 6.0391 | 0 | 0 | 385.3828 | 48.9375 | 6.378 |  | 135438.2988 | 6.0195 | YES | 0 | 135438.2988 | 6.0195
235 | 0 | 0.21 | 0.1575 | 135438.2988 | 6.0195 | 0 | 0 | 279.0703 | 35.4375 | 6.378 |  | 135117.413 | 6.0052 | YES | 0 | 135117.413 | 6.0052
236 | 0 | 0.32 | 0.24 | 135117.413 | 6.0052 | 0 | 0 | 425.25 | 54 | 6.378 |  | 134631.7851 | 5.9836 | YES | 0 | 134631.7851 | 5.9836
237 | 0 | 0.11 | 0.0825 | 134631.7851 | 5.9836 | 0 | 0 | 146.1797 | 18.5625 | 6.378 |  | 134460.6649 | 5.976 | YES | 0 | 134460.6649 | 5.976
238 | 0 | 0.27 | 0.2025 | 134460.6649 | 5.976 | 0 | 0 | 358.8047 | 45.5625 | 6.378 |  | 134049.9198 | 5.9578 | YES | 0 | 134049.9198 | 5.9578
239 | 0.79 | 0.33 | 0.2475 | 134049.9198 | 5.9578 | 1481.25 | 47317.05 | 438.5391 | 55.6875 | 6.378 |  | 136125 | 6.05 | YES | 0 | 136125 | 6.05
240 | 0 | 0.17 | 0.1275 | 136125 | 6.05 | 0 | 0 | 225.9141 | 28.6875 | 6.378 |  | 135864.0205 | 6.0384 | YES | 0 | 135864.0205 | 6.0384
241 | 0.05 | 0.2 | 0.15 | 135864.0205 | 6.0384 | 93.75 | 0 | 265.7813 | 33.75 | 6.378 |  | 135651.8613 | 6.029 | YES | 0 | 135651.8613 | 6.029
242 | 0.49 | 0 | 0 | 135651.8613 | 6.029 | 918.75 | 29348.55 | 0 | 0 | 6.378 |  | 136125 | 6.05 | YES | 0 | 136125 | 6.05
243 | 0.04 | 0.13 | 0.0975 | 136125 | 6.05 | 75 | 0 | 172.7578 | 21.9375 | 6.378 |  | 135998.9267 | 6.0444 | YES | 0 | 135998.9267 | 6.0444
244 | 0.3 | 0.11 | 0.0825 | 135998.9267 | 6.0444 | 562.5 | 17968.5 | 146.1797 | 18.5625 | 6.378 |  | 136125 | 6.05 | YES | 0 | 136125 | 6.05
245 | 0.44 | 0.13 | 0.0975 | 136125 | 6.05 | 825 | 26353.8 | 172.7578 | 21.9375 | 6.378 |  | 136125 | 6.05 | YES | 0 | 136125 | 6.05
246 | 1.24 | 0.08 | 0.06 | 136125 | 6.05 | 2325 | 74269.8 | 106.3125 | 13.5 | 6.378 |  | 136125 | 6.05 | YES | 0 | 136125 | 6.05
247 | 0.99 | 0.11 | 0.0825 | 136125 | 6.05 | 1856.25 | 59296.05 | 146.1797 | 18.5625 | 6.378 |  | 136125 | 6.05 | YES | 0 | 136125 | 6.05
248 | 0 | 0.11 | 0.0825 | 136125 | 6.05 | 0 | 0 | 146.1797 | 18.5625 | 6.378 |  | 135953.8799 | 6.0424 | YES | 0 | 135953.8799 | 6.0424
249 | 0 | 0.14 | 0.105 | 135953.8799 | 6.0424 | 0 | 0 | 186.0469 | 23.625 | 6.378 |  | 135737.83 | 6.0328 | YES | 0 | 135737.83 | 6.0328
250 | 0 | 0.26 | 0.195 | 135737.83 | 6.0328 | 0 | 0 | 345.5156 | 43.875 | 6.378 |  | 135342.0615 | 6.0152 | YES | 0 | 135342.0615 | 6.0152
251 | 0 | 0.24 | 0.18 | 135342.0615 | 6.0152 | 0 | 0 | 318.9375 | 40.5 | 6.378 |  | 134976.246 | 5.9989 | YES | 0 | 134976.246 | 5.9989
252 | 0 | 0.28 | 0.21 | 134976.246 | 5.9989 | 0 | 0 | 372.0938 | 47.25 | 6.378 |  | 134550.5243 | 5.98 | YES | 0 | 134550.5243 | 5.98
253 | 0 | 0.26 | 0.195 | 134550.5243 | 5.98 | 0 | 0 | 345.5156 | 43.875 | 6.378 |  | 134154.7557 | 5.9624 | YES | 0 | 134154.7557 | 5.9624
254 | 0 | 0.3 | 0.225 | 134154.7557 | 5.9624 | 0 | 0 | 398.6719 | 50.625 | 6.378 |  | 133699.0809 | 5.9422 | YES | 0 | 133699.0809 | 5.9422
255 | 0 | 0.21 | 0.1575 | 133699.0809 | 5.9422 | 0 | 0 | 279.0703 | 35.4375 | 6.378 |  | 133378.1951 | 5.9279 | YES | 0 | 133378.1951 | 5.9279
256 | 0 | 0.2 | 0.15 | 133378.1951 | 5.9279 | 0 | 0 | 265.7813 | 33.75 | 6.378 |  | 133072.2859 | 5.9143 | YES | 0 | 133072.2859 | 5.9143
257 | 0 | 0.25 | 0.1875 | 133072.2859 | 5.9143 | 0 | 0 | 332.2266 | 42.1875 | 6.378 |  | 132691.4939 | 5.8974 | YES | 0 | 132691.4939 | 5.8974
258 | 0 | 0.3 | 0.225 | 132691.4939 | 5.8974 | 0 | 0 | 398.6719 | 50.625 | 6.378 |  | 132235.8191 | 5.8771 | YES | 0 | 132235.8191 | 5.8771
259 | 0 | 0.17 | 0.1275 | 132235.8191 | 5.8771 | 0 | 0 | 225.9141 | 28.6875 | 6.378 |  | 131974.8396 | 5.8655 | YES | 0 | 131974.8396 | 5.8655
260 | 0 | 0.3 | 0.225 | 131974.8396 | 5.8655 | 0 | 0 | 398.6719 | 50.625 | 6.378 |  | 131519.1647 | 5.8453 | YES | 0 | 131519.1647 | 5.8453
261 | 0.01 | 0.08 | 0.06 | 131519.1647 | 5.8453 | 18.75 | 0 | 106.3125 | 13.5 | 6.378 |  | 131411.7243 | 5.8405 | YES | 0 | 131411.7243 | 5.8405
262 | 0 | 0.17 | 0.1275 | 131411.7243 | 5.8405 | 0 | 0 | 225.9141 | 28.6875 | 6.378 |  | 131150.7448 | 5.8289 | YES | 0 | 131150.7448 | 5.8289
263 | 0 | 0.2 | 0.15 | 131150.7448 | 5.8289 | 0 | 0 | 265.7813 | 33.75 | 6.378 |  | 130844.8356 | 5.8153 | YES | 0 | 130844.8356 | 5.8153
264 | 0 | 0.33 | 0.2475 | 130844.8356 | 5.8153 | 0 | 0 | 438.5391 | 55.6875 | 6.378 |  | 130344.2311 | 5.7931 | YES | 0 | 130344.2311 | 5.7931
265 | 0 | 0.33 | 0.2475 | 130344.2311 | 5.7931 | 0 | 0 | 438.5391 | 55.6875 | 6.378 |  | 129843.6265 | 5.7708 | YES | 0 | 129843.6265 | 5.7708
266 | 0 | 0.32 | 0.24 | 129843.6265 | 5.7708 | 0 | 0 | 425.25 | 54 | 6.378 |  | 129357.9986 | 5.7492 | YES | 0 | 129357.9986 | 5.7492
267 | 0 | 0.23 | 0.1725 | 129357.9986 | 5.7492 | 0 | 0 | 305.6484 | 38.8125 | 6.378 |  | 129007.1597 | 5.7337 | YES | 0 | 129007.1597 | 5.7337
268 | 0 | 0.22 | 0.165 | 129007.1597 | 5.7337 | 0 | 0 | 292.3594 | 37.125 | 6.378 |  | 128671.2974 | 5.7187 | YES | 0 | 128671.2974 | 5.7187
269 | 0 | 0.19 | 0.1425 | 128671.2974 | 5.7187 | 0 | 0 | 252.4922 | 32.0625 | 6.378 |  | 128380.3647 | 5.7058 | YES | 0 | 128380.3647 | 5.7058
270 | 0 | 0.28 | 0.21 | 128380.3647 | 5.7058 | 0 | 0 | 372.0938 | 47.25 | 6.378 |  | 127954.643 | 5.6869 | YES | 0 | 127954.643 | 5.6869
271 | 0 | 0.37 | 0.2775 | 127954.643 | 5.6869 | 0 | 0 | 491.6953 | 62.4375 | 6.378 |  | 127394.1323 | 5.662 | YES | 0 | 127394.1323 | 5.662
272 | 0 | 0.41 | 0.3075 | 127394.1323 | 5.662 | 0 | 0 | 544.8516 | 69.1875 | 6.378 |  | 126773.7152 | 5.6344 | YES | 0 | 126773.7152 | 5.6344
273 | 0 | 0.27 | 0.2025 | 126773.7152 | 5.6344 | 0 | 0 | 358.8047 | 45.5625 | 6.378 |  | 126362.9701 | 5.6161 | YES | 0 | 126362.9701 | 5.6161
274 | 0 | 0.31 | 0.2325 | 126362.9701 | 5.6161 | 0 | 0 | 411.9609 | 52.3125 | 6.378 |  | 125892.3187 | 5.5952 | YES | 0 | 125892.3187 | 5.5952
275 | 0.15 | 0.31 | 0.2325 | 125892.3187 | 5.5952 | 281.25 | 8984.25 | 411.9609 | 52.3125 | 6.378 |  | 134687.1673 | 5.9861 | YES | 0 | 134687.1673 | 5.9861
276 | 0.05 | 0.14 | 0.105 | 134687.1673 | 5.9861 | 93.75 | 0 | 186.0469 | 23.625 | 6.378 |  | 134564.8675 | 5.9807 | YES | 0 | 134564.8675 | 5.9807
277 | 0.1 | 0.1 | 0.075 | 134564.8675 | 5.9807 | 187.5 | 5989.5 | 132.8906 | 16.875 | 6.378 |  | 136125 | 6.05 | YES | 0 | 136125 | 6.05
278 | 0.06 | 0.04 | 0.03 | 136125 | 6.05 | 112.5 | 3593.7 | 53.1562 | 6.75 | 6.378 |  | 136125 | 6.05 | YES | 0 | 136125 | 6.05
279 | 0 | 0.18 | 0.135 | 136125 | 6.05 | 0 | 0 | 239.2031 | 30.375 | 6.378 |  | 135849.0439 | 6.0377 | YES | 0 | 135849.0439 | 6.0377
280 | 0 | 0.35 | 0.2625 | 135849.0439 | 6.0377 | 0 | 0 | 465.1172 | 59.0625 | 6.378 |  | 135318.4863 | 6.0142 | YES | 0 | 135318.4863 | 6.0142
281 | 0 | 0.21 | 0.1575 | 135318.4863 | 6.0142 | 0 | 0 | 279.0703 | 35.4375 | 6.378 |  | 134997.6005 | 5.9999 | YES | 0 | 134997.6005 | 5.9999
282 | 0 | 0.19 | 0.1425 | 134997.6005 | 5.9999 | 0 | 0 | 252.4922 | 32.0625 | 6.378 |  | 134706.6679 | 5.987 | YES | 0 | 134706.6679 | 5.987
283 | 0 | 0.18 | 0.135 | 134706.6679 | 5.987 | 0 | 0 | 239.2031 | 30.375 | 6.378 |  | 134430.7118 | 5.9747 | YES | 0 | 134430.7118 | 5.9747
284 | 0 | 0.22 | 0.165 | 134430.7118 | 5.9747 | 0 | 0 | 292.3594 | 37.125 | 6.378 |  | 134094.8495 | 5.9598 | YES | 0 | 134094.8495 | 5.9598
285 | 0 | 0.19 | 0.1425 | 134094.8495 | 5.9598 | 0 | 0 | 252.4922 | 32.0625 | 6.378 |  | 133803.9168 | 5.9468 | YES | 0 | 133803.9168 | 5.9468
286 | 0 | 0.26 | 0.195 | 133803.9168 | 5.9468 | 0 | 0 | 345.5156 | 43.875 | 6.378 |  | 133408.1483 | 5.9293 | YES | 0 | 133408.1483 | 5.9293
287 | 0 | 0.22 | 0.165 | 133408.1483 | 5.9293 | 0 | 0 | 292.3594 | 37.125 | 6.378 |  | 133072.2859 | 5.9143 | YES | 0 | 133072.2859 | 5.9143
288 | 0 | 0.2 | 0.15 | 133072.2859 | 5.9143 | 0 | 0 | 265.7813 | 33.75 | 6.378 |  | 132766.3767 | 5.9007 | YES | 0 | 132766.3767 | 5.9007
289 | 0 | 0.19 | 0.1425 | 132766.3767 | 5.9007 | 0 | 0 | 252.4922 | 32.0625 | 6.378 |  | 132475.4441 | 5.8878 | YES | 0 | 132475.4441 | 5.8878
290 | 0 | 0.25 | 0.1875 | 132475.4441 | 5.8878 | 0 | 0 | 332.2266 | 42.1875 | 6.378 |  | 132094.6521 | 5.8709 | YES | 0 | 132094.6521 | 5.8709
291 | 0 | 0.2 | 0.15 | 132094.6521 | 5.8709 | 0 | 0 | 265.7813 | 33.75 | 6.378 |  | 131788.7429 | 5.8573 | YES | 0 | 131788.7429 | 5.8573
292 | 0 | 0.17 | 0.1275 | 131788.7429 | 5.8573 | 0 | 0 | 225.9141 | 28.6875 | 6.378 |  | 131527.7633 | 5.8457 | YES | 0 | 131527.7633 | 5.8457
293 | 0 | 0.17 | 0.1275 | 131527.7633 | 5.8457 | 0 | 0 | 225.9141 | 28.6875 | 6.378 |  | 131266.7838 | 5.8341 | YES | 0 | 131266.7838 | 5.8341
294 | 0 | 0.24 | 0.18 | 131266.7838 | 5.8341 | 0 | 0 | 318.9375 | 40.5 | 6.378 |  | 130900.9684 | 5.8178 | YES | 0 | 130900.9684 | 5.8178
295 | 0.06 | 0.04 | 0.03 | 130900.9684 | 5.8178 | 112.5 | 3593.7 | 53.1562 | 6.75 | 6.378 |  | 134540.8842 | 5.9796 | YES | 0 | 134540.8842 | 5.9796
296 | 4.12 | 0.045 | 0.03375 | 134540.8842 | 5.9796 | 7725 | 246767.4 | 59.8008 | 7.5938 | 6.378 |  | 136125 | 6.05 | YES | 0 | 136125 | 6.05
297 | 0 | 0.05 | 0.0375 | 136125 | 6.05 | 0 | 0 | 66.4453 | 8.4375 | 6.378 |  | 136043.7392 | 6.0464 | YES | 0 | 136043.7392 | 6.0464
298 | 0.93 | 0.04 | 0.03 | 136043.7392 | 6.0464 | 1743.75 | 55702.35 | 53.1562 | 6.75 | 6.378 |  | 136125 | 6.05 | YES | 0 | 136125 | 6.05
299 | 0.15 | 0.06 | 0.045 | 136125 | 6.05 | 281.25 | 8984.25 | 79.7344 | 10.125 | 6.378 |  | 136125 | 6.05 | YES | 0 | 136125 | 6.05
300 | 0 | 0.08 | 0.06 | 136125 | 6.05 | 0 | 0 | 106.3125 | 13.5 | 6.378 |  | 135998.8095 | 6.0444 | YES | 0 | 135998.8095 | 6.0444
301 | 0 | 0.21 | 0.1575 | 135998.8095 | 6.0444 | 0 | 0 | 279.0703 | 35.4375 | 6.378 |  | 135677.9238 | 6.0301 | YES | 0 | 135677.9238 | 6.0301
302 | 0 | 0.2 | 0.15 | 135677.9238 | 6.0301 | 0 | 0 | 265.7813 | 33.75 | 6.378 |  | 135372.0146 | 6.0165 | YES | 0 | 135372.0146 | 6.0165
303 | 0.01 | 0.09 | 0.0675 | 135372.0146 | 6.0165 | 18.75 | 0 | 119.6016 | 15.1875 | 6.378 |  | 135249.5976 | 6.0111 | YES | 0 | 135249.5976 | 6.0111
304 | 0.95 | 0.09 | 0.0675 | 135249.5976 | 6.0111 | 1781.25 | 56900.25 | 119.6016 | 15.1875 | 6.378 |  | 136125 | 6.05 | YES | 0 | 136125 | 6.05
305 | 0 | 0 | 0 | 136125 | 6.05 | 0 | 0 | 0 | 0 | 6.378 |  | 136118.622 | 6.0497 | YES | 0 | 136118.622 | 6.0497
306 | 0 | 0.14 | 0.105 | 136118.622 | 6.0497 | 0 | 0 | 186.0469 | 23.625 | 6.378 |  | 135902.5722 | 6.0401 | YES | 0 | 135902.5722 | 6.0401
307 | 0.29 | 0.08 | 0.06 | 135902.5722 | 6.0401 | 543.75 | 17369.55 | 106.3125 | 13.5 | 6.378 |  | 136125 | 6.05 | YES | 0 | 136125 | 6.05
308 | 0 | 0 | 0 | 136125 | 6.05 | 0 | 0 | 0 | 0 | 6.378 |  | 136118.622 | 6.0497 | YES | 0 | 136118.622 | 6.0497
309 | 0.02 | 0.05 | 0.0375 | 136118.622 | 6.0497 | 37.5 | 0 | 66.4453 | 8.4375 | 6.378 |  | 136074.8613 | 6.0478 | YES | 0 | 136074.8613 | 6.0478
310 | 0.01 | 0.19 | 0.1425 | 136074.8613 | 6.0478 | 18.75 | 0 | 252.4922 | 32.0625 | 6.378 |  | 135802.6786 | 6.0357 | YES | 0 | 135802.6786 | 6.0357
311 | 0.04 | 0.07 | 0.0525 | 135802.6786 | 6.0357 | 75 | 0 | 93.0234 | 11.8125 | 6.378 |  | 135766.4648 | 6.0341 | YES | 0 | 135766.4648 | 6.0341
312 | 0 | 0.11 | 0.0825 | 135766.4648 | 6.0341 | 0 | 0 | 146.1797 | 18.5625 | 6.378 |  | 135595.3446 | 6.0265 | YES | 0 | 135595.3446 | 6.0265
313 | 0 | 0.08 | 0.06 | 135595.3446 | 6.0265 | 0 | 0 | 106.3125 | 13.5 | 6.378 |  | 135469.1542 | 6.0209 | YES | 0 | 135469.1542 | 6.0209
314 | 0 | 0.08 | 0.06 | 135469.1542 | 6.0209 | 0 | 0 | 106.3125 | 13.5 | 6.378 |  | 135342.9637 | 6.0152 | YES | 0 | 135342.9637 | 6.0152
315 | 0 | 0.09 | 0.0675 | 135342.9637 | 6.0152 | 0 | 0 | 119.6016 | 15.1875 | 6.378 |  | 135201.7967 | 6.009 | YES | 0 | 135201.7967 | 6.009
316 | 0 | 0.1 | 0.075 | 135201.7967 | 6.009 | 0 | 0 | 132.8906 | 16.875 | 6.378 |  | 135045.6531 | 6.002 | YES | 0 | 135045.6531 | 6.002
317 | 0 | 0.09 | 0.0675 | 135045.6531 | 6.002 | 0 | 0 | 119.6016 | 15.1875 | 6.378 |  | 134904.4861 | 5.9958 | YES | 0 | 134904.4861 | 5.9958
318 | 0 | 0.1 | 0.075 | 134904.4861 | 5.9958 | 0 | 0 | 132.8906 | 16.875 | 6.378 |  | 134748.3425 | 5.9888 | YES | 0 | 134748.3425 | 5.9888
319 | 0 | 0.11 | 0.0825 | 134748.3425 | 5.9888 | 0 | 0 | 146.1797 | 18.5625 | 6.378 |  | 134577.2224 | 5.9812 | YES | 0 | 134577.2224 | 5.9812
320 | 0 | 0.07 | 0.0525 | 134577.2224 | 5.9812 | 0 | 0 | 93.0234 | 11.8125 | 6.378 |  | 134466.0085 | 5.9763 | YES | 0 | 134466.0085 | 5.9763
321 | 0 | 0.1 | 0.075 | 134466.0085 | 5.9763 | 0 | 0 | 132.8906 | 16.875 | 6.378 |  | 134309.8649 | 5.9693 | YES | 0 | 134309.8649 | 5.9693
322 | 0.01 | 0.03 | 0.0225 | 134309.8649 | 5.9693 | 18.75 | 0 | 39.8672 | 5.0625 | 6.378 |  | 134277.3073 | 5.9679 | YES | 0 | 134277.3073 | 5.9679
323 | 0 | 0.08 | 0.06 | 134277.3073 | 5.9679 | 0 | 0 | 106.3125 | 13.5 | 6.378 |  | 134151.1168 | 5.9623 | YES | 0 | 134151.1168 | 5.9623
324 | 0 | 0.14 | 0.105 | 134151.1168 | 5.9623 | 0 | 0 | 186.0469 | 23.625 | 6.378 |  | 133935.067 | 5.9527 | YES | 0 | 133935.067 | 5.9527
325 | 0 | 0.12 | 0.09 | 133935.067 | 5.9527 | 0 | 0 | 159.4688 | 20.25 | 6.378 |  | 133748.9703 | 5.9444 | YES | 0 | 133748.9703 | 5.9444
326 | 0 | 0.03 | 0.0225 | 133748.9703 | 5.9444 | 0 | 0 | 39.8672 | 5.0625 | 6.378 |  | 133697.6626 | 5.9421 | YES | 0 | 133697.6626 | 5.9421
327 | 0 | 0.1 | 0.075 | 133697.6626 | 5.9421 | 0 | 0 | 132.8906 | 16.875 | 6.378 |  | 133541.5191 | 5.9352 | YES | 0 | 133541.5191 | 5.9352
328 | 0 | 0.16 | 0.12 | 133541.5191 | 5.9352 | 0 | 0 | 212.625 | 27 | 6.378 |  | 133295.5161 | 5.9242 | YES | 0 | 133295.5161 | 5.9242
329 | 0 | 0.24 | 0.18 | 133295.5161 | 5.9242 | 0 | 0 | 318.9375 | 40.5 | 6.378 |  | 132929.7007 | 5.908 | YES | 0 | 132929.7007 | 5.908
330 | 0 | 0.2 | 0.15 | 132929.7007 | 5.908 | 0 | 0 | 265.7813 | 33.75 | 6.378 |  | 132623.7915 | 5.8944 | YES | 0 | 132623.7915 | 5.8944
331 | 0 | 0.12 | 0.09 | 132623.7915 | 5.8944 | 0 | 0 | 159.4688 | 20.25 | 6.378 |  | 132437.6948 | 5.8861 | YES | 0 | 132437.6948 | 5.8861
332 | 0 | 0.11 | 0.0825 | 132437.6948 | 5.8861 | 0 | 0 | 146.1797 | 18.5625 | 6.378 |  | 132266.5746 | 5.8785 | YES | 0 | 132266.5746 | 5.8785
333 | 0 | 0.03 | 0.0225 | 132266.5746 | 5.8785 | 0 | 0 | 39.8672 | 5.0625 | 6.378 |  | 132215.267 | 5.8762 | YES | 0 | 132215.267 | 5.8762
334 | 0.01 | 0.03 | 0.0225 | 132215.267 | 5.8762 | 18.75 | 0 | 39.8672 | 5.0625 | 6.378 |  | 132182.7093 | 5.8748 | YES | 0 | 132182.7093 | 5.8748
335 | 3.73 | 0.12 | 0.09 | 132182.7093 | 5.8748 | 6993.75 | 223408.35 | 159.4688 | 20.25 | 6.378 |  | 136125 | 6.05 | YES | 0 | 136125 | 6.05
336 | 0.32 | 0.125 | 0.09375 | 136125 | 6.05 | 600 | 19166.4 | 166.1133 | 21.0938 | 6.378 |  | 136125 | 6.05 | YES | 0 | 136125 | 6.05
337 | 0.26 | 0.13 | 0.0975 | 136125 | 6.05 | 487.5 | 15572.7 | 172.7578 | 21.9375 | 6.378 |  | 136125 | 6.05 | YES | 0 | 136125 | 6.05
338 | 0 | 0.12 | 0.09 | 136125 | 6.05 | 0 | 0 | 159.4688 | 20.25 | 6.378 |  | 135938.9033 | 6.0417 | YES | 0 | 135938.9033 | 6.0417
339 | 0 | 0.12 | 0.09 | 135938.9033 | 6.0417 | 0 | 0 | 159.4688 | 20.25 | 6.378 |  | 135752.8066 | 6.0335 | YES | 0 | 135752.8066 | 6.0335
340 | 0 | 0.2 | 0.15 | 135752.8066 | 6.0335 | 0 | 0 | 265.7813 | 33.75 | 6.378 |  | 135446.8974 | 6.0199 | YES | 0 | 135446.8974 | 6.0199
341 | 0 | 0.09 | 0.0675 | 135446.8974 | 6.0199 | 0 | 0 | 119.6016 | 15.1875 | 6.378 |  | 135305.7304 | 6.0136 | YES | 0 | 135305.7304 | 6.0136
342 | 0.05 | 0.13 | 0.0975 | 135305.7304 | 6.0136 | 93.75 | 0 | 172.7578 | 21.9375 | 6.378 |  | 135198.4071 | 6.0088 | YES | 0 | 135198.4071 | 6.0088
343 | 0 | 0.11 | 0.0825 | 135198.4071 | 6.0088 | 0 | 0 | 146.1797 | 18.5625 | 6.378 |  | 135027.287 | 6.0012 | YES | 0 | 135027.287 | 6.0012
344 | 0 | 0.09 | 0.0675 | 135027.287 | 6.0012 | 0 | 0 | 119.6016 | 15.1875 | 6.378 |  | 134886.12 | 5.9949 | YES | 0 | 134886.12 | 5.9949
345 | 0.29 | 0.11 | 0.0825 | 134886.12 | 5.9949 | 543.75 | 17369.55 | 146.1797 | 18.5625 | 6.378 |  | 136125 | 6.05 | YES | 0 | 136125 | 6.05
346 | 0.1 | 0 | 0 | 136125 | 6.05 | 187.5 | 5989.5 | 0 | 0 | 6.378 |  | 136125 | 6.05 | YES | 0 | 136125 | 6.05
347 | 0.29 | 0 | 0 | 136125 | 6.05 | 543.75 | 17369.55 | 0 | 0 | 6.378 |  | 136125 | 6.05 | YES | 0 | 136125 | 6.05
348 | 0 | 0.16 | 0.12 | 136125 | 6.05 | 0 | 0 | 212.625 | 27 | 6.378 |  | 135878.997 | 6.0391 | YES | 0 | 135878.997 | 6.0391
349 | 0 | 0.1 | 0.075 | 135878.997 | 6.0391 | 0 | 0 | 132.8906 | 16.875 | 6.378 |  | 135722.8535 | 6.0321 | YES | 0 | 135722.8535 | 6.0321
350 | 0 | 0.11 | 0.0825 | 135722.8535 | 6.0321 | 0 | 0 | 146.1797 | 18.5625 | 6.378 |  | 135551.7333 | 6.0245 | YES | 0 | 135551.7333 | 6.0245
351 | 0 | 0.12 | 0.09 | 135551.7333 | 6.0245 | 0 | 0 | 159.4688 | 20.25 | 6.378 |  | 135365.6366 | 6.0163 | YES | 0 | 135365.6366 | 6.0163
352 | 0 | 0.05 | 0.0375 | 135365.6366 | 6.0163 | 0 | 0 | 66.4453 | 8.4375 | 6.378 |  | 135284.3759 | 6.0126 | YES | 0 | 135284.3759 | 6.0126
353 | 0.18 | 0.05 | 0.0375 | 135284.3759 | 6.0126 | 337.5 | 10781.1 | 66.4453 | 8.4375 | 6.378 |  | 136125 | 6.05 | YES | 0 | 136125 | 6.05
354 | 0 | 0 | 0 | 136125 | 6.05 | 0 | 0 | 0 | 0 | 6.378 |  | 136118.622 | 6.0497 | YES | 0 | 136118.622 | 6.0497
355 | 0 | 0.08 | 0.06 | 136118.622 | 6.0497 | 0 | 0 | 106.3125 | 13.5 | 6.378 |  | 135992.4316 | 6.0441 | YES | 0 | 135992.4316 | 6.0441
356 | 0 | 0.06 | 0.045 | 135992.4316 | 6.0441 | 0 | 0 | 79.7344 | 10.125 | 6.378 |  | 135896.1943 | 6.0398 | YES | 0 | 135896.1943 | 6.0398
357 | 0 | 0.11 | 0.0825 | 135896.1943 | 6.0398 | 0 | 0 | 146.1797 | 18.5625 | 6.378 |  | 135725.0741 | 6.0322 | YES | 0 | 135725.0741 | 6.0322
358 | 0 | 0.11 | 0.0825 | 135725.0741 | 6.0322 | 0 | 0 | 146.1797 | 18.5625 | 6.378 |  | 135553.954 | 6.0246 | YES | 0 | 135553.954 | 6.0246
359 | 0 | 0.11 | 0.0825 | 135553.954 | 6.0246 | 0 | 0 | 146.1797 | 18.5625 | 6.378 |  | 135382.8338 | 6.017 | YES | 0 | 135382.8338 | 6.017
360 | 0 | 0.11 | 0.0825 | 135382.8338 | 6.017 | 0 | 0 | 146.1797 | 18.5625 | 6.378 |  | 135211.7137 | 6.0094 | YES | 0 | 135211.7137 | 6.0094
361 | 0.07 | 0.11 | 0.0825 | 135211.7137 | 6.0094 | 131.25 | 4192.65 | 146.1797 | 18.5625 | 6.378 |  | 136125 | 6.05 | YES | 0 | 136125 | 6.05
362 | 0 | 0.11 | 0.0825 | 136125 | 6.05 | 0 | 0 | 146.1797 | 18.5625 | 6.378 |  | 135953.8799 | 6.0424 | YES | 0 | 135953.8799 | 6.0424
363 | 0 | 0.11 | 0.0825 | 135953.8799 | 6.0424 | 0 | 0 | 146.1797 | 18.5625 | 6.378 |  | 135782.7597 | 6.0348 | YES | 0 | 135782.7597 | 6.0348
364 | 0 | 0.11 | 0.0825 | 135782.7597 | 6.0348 | 0 | 0 | 146.1797 | 18.5625 | 6.378 |  | 135611.6396 | 6.0272 | YES | 0 | 135611.6396 | 6.0272
365 | 0 | 0.11 | 0.0825 | 135611.6396 | 6.0272 | 0 | 0 | 146.1797 | 18.5625 | 6.378 |  | 135440.5194 | 6.0196 | YES | 0 | 135440.5194 | 6.0196
Note on H27: If P <= 0.05", no runoff assumed (i.e., depression storage = 0.05")

## Dry Year
DAILY WET POND WATER BALANCE - DRY YEAR (1956 calendar year)
YES
Drainage Area (ac) | 50 | [7 empty] | NO
Impervious Cover | 50% |  |  |  |  | Rv RZ | 0.304
Pct. Of Watershed Area in Recharge Zone | 0% |  |  |  |  | Rv NRZ | 0.330
Runoff Coefficient | 0.33 | Table 1-9 in ECM 1.6.9.3
Permanent Pool Vol. required per ECM 1.6.6 (in.) | 0.64152 | = | 116435.88 | cu.ft.
Permanent Pool Volume Provided (in.) | 0.75 | = | 136125 | cu.ft. |  | x | Design Level | x | Critical Level
Permanent Pool Surface Area Ap (sq.ft.) | 22500 |  |  |  |  | 0 | 6.05 | 0 | 5.05
Assumed average depth of permanent pool (ft.) | 6.05 | Range of 5-8 ft. per ECM 1.6.6 |  |  |  | 360 | 6.05 | 360 | 5.05
Vegetated Bench Area as % of Permanent Pool Area | 10% | Range of 5%-15% per ECM 1.6.6
Assumed vegetated bench area (sq.ft.) | 2250
Assumed open water area (sq.ft.) | 20250
Liner seepage rate (cm/sec) | 1e-07 | = | 0.00028346 | ft/day
Maximum allowable drop in permanent pool level (in.) | 12 | Per ECM 1.6.6 |  |  | Summary Statistics
Minimum allowable permanent pool level (ft.) | 5.05 |  |  |  |  | Total (inches)
No. of Days PP level too low | 15 | CRITERIA VIOLATED |  |  | Days of Rain | Rainfall | Pan Evap. | Potential Evapotrans. | Runoff Volume from Watershed | Max. Fluctuation (in.)
Use make-up water? | NO |  |  |  | 52 | 14.64 | 89.135 | 66.8512 | 4.6629 | 17.2917
Gallons/yr of make-up water | 0
CALCULATIONS
[6 empty] | Inflow Volume Vi (cu.ft.) |  | Outflow Volume Vo (cu.ft.) |  |  |  | End of Day
Day | Rain (in) | Pan Evap (in.) | Potential Evapotransp. ETo (in.) | Si-1 Start of Day Volume (cu.ft.) | Perm. Pool Level (ft.) | Direct Rainfall P onto pond surface | Runoff ROV from Watershed | ETc of open water | ETc of vegetated bench | Seepage SEEP | Withdrawal WD | Si Volume (cu.ft.) | Permanent Pool Level (ft) | Level Acceptable? | Make-up Water MUW Required (cu.ft.) | Volume with Make-up Water (cu.ft.) | PP Level with Make-up Water (ft)
1 | 0 | 0.07 | 0.0525 | 136125 | 6.05 | 0 | 0 | 93.0234 | 11.8125 | 6.378 |  | 136013.7861 | 6.0451 | YES | 0 | 136013.7861 | 6.0451
2 | 0 | 0.11 | 0.0825 | 136013.7861 | 6.0451 | 0 | 0 | 146.1797 | 18.5625 | 6.378 |  | 135842.666 | 6.0375 | YES | 0 | 135842.666 | 6.0375
3 | 0 | 0.07 | 0.0525 | 135842.666 | 6.0375 | 0 | 0 | 93.0234 | 11.8125 | 6.378 |  | 135731.4521 | 6.0325 | YES | 0 | 135731.4521 | 6.0325
4 | 0 | 0.26 | 0.195 | 135731.4521 | 6.0325 | 0 | 0 | 345.5156 | 43.875 | 6.378 |  | 135335.6835 | 6.0149 | YES | 0 | 135335.6835 | 6.0149
5 | 0 | 0.09 | 0.0675 | 135335.6835 | 6.0149 | 0 | 0 | 119.6016 | 15.1875 | 6.378 |  | 135194.5165 | 6.0086 | YES | 0 | 135194.5165 | 6.0086
6 | 0 | 0.2 | 0.15 | 135194.5165 | 6.0086 | 0 | 0 | 265.7813 | 33.75 | 6.378 |  | 134888.6073 | 5.995 | YES | 0 | 134888.6073 | 5.995
7 | 0 | 0.09 | 0.0675 | 134888.6073 | 5.995 | 0 | 0 | 119.6016 | 15.1875 | 6.378 |  | 134747.4403 | 5.9888 | YES | 0 | 134747.4403 | 5.9888
8 | 0 | 0.24 | 0.18 | 134747.4403 | 5.9888 | 0 | 0 | 318.9375 | 40.5 | 6.378 |  | 134381.6248 | 5.9725 | YES | 0 | 134381.6248 | 5.9725
9 | 0 | 0.09 | 0.0675 | 134381.6248 | 5.9725 | 0 | 0 | 119.6016 | 15.1875 | 6.378 |  | 134240.4578 | 5.9662 | YES | 0 | 134240.4578 | 5.9662
10 | 0 | 0.05 | 0.0375 | 134240.4578 | 5.9662 | 0 | 0 | 66.4453 | 8.4375 | 6.378 |  | 134159.197 | 5.9626 | YES | 0 | 134159.197 | 5.9626
11 | 0 | 0.23 | 0.1725 | 134159.197 | 5.9626 | 0 | 0 | 305.6484 | 38.8125 | 6.378 |  | 133808.3581 | 5.947 | YES | 0 | 133808.3581 | 5.947
12 | 0 | 0.13 | 0.0975 | 133808.3581 | 5.947 | 0 | 0 | 172.7578 | 21.9375 | 6.378 |  | 133607.2849 | 5.9381 | YES | 0 | 133607.2849 | 5.9381
13 | 0 | 0.19 | 0.1425 | 133607.2849 | 5.9381 | 0 | 0 | 252.4922 | 32.0625 | 6.378 |  | 133316.3522 | 5.9252 | YES | 0 | 133316.3522 | 5.9252
14 | 0 | 0.14 | 0.105 | 133316.3522 | 5.9252 | 0 | 0 | 186.0469 | 23.625 | 6.378 |  | 133100.3024 | 5.9156 | YES | 0 | 133100.3024 | 5.9156
15 | 0 | 0.11 | 0.0825 | 133100.3024 | 5.9156 | 0 | 0 | 146.1797 | 18.5625 | 6.378 |  | 132929.1823 | 5.908 | YES | 0 | 132929.1823 | 5.908
16 | 0 | 0.25 | 0.1875 | 132929.1823 | 5.908 | 0 | 0 | 332.2266 | 42.1875 | 6.378 |  | 132548.3903 | 5.891 | YES | 0 | 132548.3903 | 5.891
17 | 0.37 | 0.11 | 0.0825 | 132548.3903 | 5.891 | 693.75 | 22161.15 | 146.1797 | 18.5625 | 6.378 |  | 136125 | 6.05 | YES | 0 | 136125 | 6.05
18 | 0.8 | 0.03 | 0.0225 | 136125 | 6.05 | 1500 | 47916 | 39.8672 | 5.0625 | 6.378 |  | 136125 | 6.05 | YES | 0 | 136125 | 6.05
19 | 0 | 0.05 | 0.0375 | 136125 | 6.05 | 0 | 0 | 66.4453 | 8.4375 | 6.378 |  | 136043.7392 | 6.0464 | YES | 0 | 136043.7392 | 6.0464
20 | 0.01 | 0.05 | 0.0375 | 136043.7392 | 6.0464 | 18.75 | 0 | 66.4453 | 8.4375 | 6.378 |  | 135981.2285 | 6.0436 | YES | 0 | 135981.2285 | 6.0436
21 | 0.14 | 0.07 | 0.0525 | 135981.2285 | 6.0436 | 262.5 | 8385.3 | 93.0234 | 11.8125 | 6.378 |  | 136125 | 6.05 | YES | 0 | 136125 | 6.05
22 | 0.21 | 0.06 | 0.045 | 136125 | 6.05 | 393.75 | 12577.95 | 79.7344 | 10.125 | 6.378 |  | 136125 | 6.05 | YES | 0 | 136125 | 6.05
23 | 0 | 0 | 0 | 136125 | 6.05 | 0 | 0 | 0 | 0 | 6.378 |  | 136118.622 | 6.0497 | YES | 0 | 136118.622 | 6.0497
24 | 0 | 0.11 | 0.0825 | 136118.622 | 6.0497 | 0 | 0 | 146.1797 | 18.5625 | 6.378 |  | 135947.5019 | 6.0421 | YES | 0 | 135947.5019 | 6.0421
25 | 0 | 0.01 | 0.0075 | 135947.5019 | 6.0421 | 0 | 0 | 13.2891 | 1.6875 | 6.378 |  | 135926.1474 | 6.0412 | YES | 0 | 135926.1474 | 6.0412
26 | 0 | 0.04 | 0.03 | 135926.1474 | 6.0412 | 0 | 0 | 53.1562 | 6.75 | 6.378 |  | 135859.8632 | 6.0382 | YES | 0 | 135859.8632 | 6.0382
27 | 0 | 0 | 0 | 135859.8632 | 6.0382 | 0 | 0 | 0 | 0 | 6.378 |  | 135853.4852 | 6.0379 | YES | 0 | 135853.4852 | 6.0379
28 | 0 | 0.03 | 0.0225 | 135853.4852 | 6.0379 | 0 | 0 | 39.8672 | 5.0625 | 6.378 |  | 135802.1776 | 6.0357 | YES | 0 | 135802.1776 | 6.0357
29 | 0 | 0.18 | 0.135 | 135802.1776 | 6.0357 | 0 | 0 | 239.2031 | 30.375 | 6.378 |  | 135526.2215 | 6.0234 | YES | 0 | 135526.2215 | 6.0234
30 | 0 | 0.03 | 0.0225 | 135526.2215 | 6.0234 | 0 | 0 | 39.8672 | 5.0625 | 6.378 |  | 135474.9139 | 6.0211 | YES | 0 | 135474.9139 | 6.0211
31 | 0.12 | 0.25 | 0.1875 | 135474.9139 | 6.0211 | 225 | 7187.4 | 332.2266 | 42.1875 | 6.378 |  | 136125 | 6.05 | YES | 0 | 136125 | 6.05
32 | 0.12 | 0 | 0 | 136125 | 6.05 | 225 | 7187.4 | 0 | 0 | 6.378 |  | 136125 | 6.05 | YES | 0 | 136125 | 6.05
33 | 0.11 | 0.08 | 0.06 | 136125 | 6.05 | 206.25 | 6588.45 | 106.3125 | 13.5 | 6.378 |  | 136125 | 6.05 | YES | 0 | 136125 | 6.05
34 | 0.01 | 0.065 | 0.04875 | 136125 | 6.05 | 18.75 | 0 | 86.3789 | 10.9688 | 6.378 |  | 136040.0244 | 6.0462 | YES | 0 | 136040.0244 | 6.0462
35 | 0 | 0.065 | 0.04875 | 136040.0244 | 6.0462 | 0 | 0 | 86.3789 | 10.9688 | 6.378 |  | 135936.2988 | 6.0416 | YES | 0 | 135936.2988 | 6.0416
36 | 0 | 0.065 | 0.04875 | 135936.2988 | 6.0416 | 0 | 0 | 86.3789 | 10.9688 | 6.378 |  | 135832.5732 | 6.037 | YES | 0 | 135832.5732 | 6.037
37 | 0 | 0.065 | 0.04875 | 135832.5732 | 6.037 | 0 | 0 | 86.3789 | 10.9688 | 6.378 |  | 135728.8476 | 6.0324 | YES | 0 | 135728.8476 | 6.0324
38 | 0 | 0.05 | 0.0375 | 135728.8476 | 6.0324 | 0 | 0 | 66.4453 | 8.4375 | 6.378 |  | 135647.5868 | 6.0288 | YES | 0 | 135647.5868 | 6.0288
39 | 1.44 | 0.07 | 0.0525 | 135647.5868 | 6.0288 | 2700 | 86248.8 | 93.0234 | 11.8125 | 6.378 |  | 136125 | 6.05 | YES | 0 | 136125 | 6.05
40 | 0 | 0.09 | 0.0675 | 136125 | 6.05 | 0 | 0 | 119.6016 | 15.1875 | 6.378 |  | 135983.833 | 6.0437 | YES | 0 | 135983.833 | 6.0437
41 | 0.06 | 0.02 | 0.015 | 135983.833 | 6.0437 | 112.5 | 3593.7 | 26.5781 | 3.375 | 6.378 |  | 136125 | 6.05 | YES | 0 | 136125 | 6.05
42 | 0 | 0.15 | 0.1125 | 136125 | 6.05 | 0 | 0 | 199.3359 | 25.3125 | 6.378 |  | 135893.9736 | 6.0397 | YES | 0 | 135893.9736 | 6.0397
43 | 0 | 0.16 | 0.12 | 135893.9736 | 6.0397 | 0 | 0 | 212.625 | 27 | 6.378 |  | 135647.9707 | 6.0288 | YES | 0 | 135647.9707 | 6.0288
44 | 0 | 0.12 | 0.09 | 135647.9707 | 6.0288 | 0 | 0 | 159.4688 | 20.25 | 6.378 |  | 135461.874 | 6.0205 | YES | 0 | 135461.874 | 6.0205
45 | 0 | 0.13 | 0.0975 | 135461.874 | 6.0205 | 0 | 0 | 172.7578 | 21.9375 | 6.378 |  | 135260.8007 | 6.0116 | YES | 0 | 135260.8007 | 6.0116
46 | 0 | 0.08 | 0.06 | 135260.8007 | 6.0116 | 0 | 0 | 106.3125 | 13.5 | 6.378 |  | 135134.6102 | 6.006 | YES | 0 | 135134.6102 | 6.006
47 | 0 | 0.2 | 0.15 | 135134.6102 | 6.006 | 0 | 0 | 265.7813 | 33.75 | 6.378 |  | 134828.701 | 5.9924 | YES | 0 | 134828.701 | 5.9924
48 | 0 | 0.03 | 0.0225 | 134828.701 | 5.9924 | 0 | 0 | 39.8672 | 5.0625 | 6.378 |  | 134777.3934 | 5.9901 | YES | 0 | 134777.3934 | 5.9901
49 | 0 | 0.22 | 0.165 | 134777.3934 | 5.9901 | 0 | 0 | 292.3594 | 37.125 | 6.378 |  | 134441.5311 | 5.9752 | YES | 0 | 134441.5311 | 5.9752
50 | 0 | 0.13 | 0.0975 | 134441.5311 | 5.9752 | 0 | 0 | 172.7578 | 21.9375 | 6.378 |  | 134240.4578 | 5.9662 | YES | 0 | 134240.4578 | 5.9662
51 | 0 | 0.23 | 0.1725 | 134240.4578 | 5.9662 | 0 | 0 | 305.6484 | 38.8125 | 6.378 |  | 133889.6189 | 5.9506 | YES | 0 | 133889.6189 | 5.9506
52 | 0 | 0.11 | 0.0825 | 133889.6189 | 5.9506 | 0 | 0 | 146.1797 | 18.5625 | 6.378 |  | 133718.4988 | 5.943 | YES | 0 | 133718.4988 | 5.943
53 | 0 | 0.17 | 0.1275 | 133718.4988 | 5.943 | 0 | 0 | 225.9141 | 28.6875 | 6.378 |  | 133457.5193 | 5.9314 | YES | 0 | 133457.5193 | 5.9314
54 | 0 | 0.06 | 0.045 | 133457.5193 | 5.9314 | 0 | 0 | 79.7344 | 10.125 | 6.378 |  | 133361.2819 | 5.9272 | YES | 0 | 133361.2819 | 5.9272
55 | 0 | 0.12 | 0.09 | 133361.2819 | 5.9272 | 0 | 0 | 159.4688 | 20.25 | 6.378 |  | 133175.1852 | 5.9189 | YES | 0 | 133175.1852 | 5.9189
56 | 0 | 0.22 | 0.165 | 133175.1852 | 5.9189 | 0 | 0 | 292.3594 | 37.125 | 6.378 |  | 132839.3229 | 5.904 | YES | 0 | 132839.3229 | 5.904
57 | 0 | 0.26 | 0.195 | 132839.3229 | 5.904 | 0 | 0 | 345.5156 | 43.875 | 6.378 |  | 132443.5543 | 5.8864 | YES | 0 | 132443.5543 | 5.8864
58 | 0 | 0.28 | 0.21 | 132443.5543 | 5.8864 | 0 | 0 | 372.0938 | 47.25 | 6.378 |  | 132017.8326 | 5.8675 | YES | 0 | 132017.8326 | 5.8675
59 | 0 | 0.2 | 0.15 | 132017.8326 | 5.8675 | 0 | 0 | 265.7813 | 33.75 | 6.378 |  | 131711.9234 | 5.8539 | YES | 0 | 131711.9234 | 5.8539
60 | 0 | 0.13 | 0.0975 | 131711.9234 | 5.8539 | 0 | 0 | 172.7578 | 21.9375 | 6.378 |  | 131510.8501 | 5.8449 | YES | 0 | 131510.8501 | 5.8449
61 | 0 | 0.27 | 0.2025 | 131510.8501 | 5.8449 | 0 | 0 | 358.8047 | 45.5625 | 6.378 |  | 131100.105 | 5.8267 | YES | 0 | 131100.105 | 5.8267
62 | 0 | 0.12 | 0.09 | 131100.105 | 5.8267 | 0 | 0 | 159.4688 | 20.25 | 6.378 |  | 130914.0083 | 5.8184 | YES | 0 | 130914.0083 | 5.8184
63 | 0 | 0.25 | 0.1875 | 130914.0083 | 5.8184 | 0 | 0 | 332.2266 | 42.1875 | 6.378 |  | 130533.2163 | 5.8015 | YES | 0 | 130533.2163 | 5.8015
64 | 0 | 0.41 | 0.3075 | 130533.2163 | 5.8015 | 0 | 0 | 544.8516 | 69.1875 | 6.378 |  | 129912.7993 | 5.7739 | YES | 0 | 129912.7993 | 5.7739
65 | 0 | 0.15 | 0.1125 | 129912.7993 | 5.7739 | 0 | 0 | 199.3359 | 25.3125 | 6.378 |  | 129681.7729 | 5.7636 | YES | 0 | 129681.7729 | 5.7636
66 | 0 | 0.24 | 0.18 | 129681.7729 | 5.7636 | 0 | 0 | 318.9375 | 40.5 | 6.378 |  | 129315.9574 | 5.7474 | YES | 0 | 129315.9574 | 5.7474
67 | 0 | 0.04 | 0.03 | 129315.9574 | 5.7474 | 0 | 0 | 53.1562 | 6.75 | 6.378 |  | 129249.6732 | 5.7444 | YES | 0 | 129249.6732 | 5.7444
68 | 0 | 0.43 | 0.3225 | 129249.6732 | 5.7444 | 0 | 0 | 571.4297 | 72.5625 | 6.378 |  | 128599.3031 | 5.7155 | YES | 0 | 128599.3031 | 5.7155
69 | 0 | 0.2 | 0.15 | 128599.3031 | 5.7155 | 0 | 0 | 265.7813 | 33.75 | 6.378 |  | 128293.3939 | 5.7019 | YES | 0 | 128293.3939 | 5.7019
70 | 0 | 0.19 | 0.1425 | 128293.3939 | 5.7019 | 0 | 0 | 252.4922 | 32.0625 | 6.378 |  | 128002.4612 | 5.689 | YES | 0 | 128002.4612 | 5.689
71 | 0 | 0.13 | 0.0975 | 128002.4612 | 5.689 | 0 | 0 | 172.7578 | 21.9375 | 6.378 |  | 127801.388 | 5.6801 | YES | 0 | 127801.388 | 5.6801
72 | 0.22 | 0.37 | 0.2775 | 127801.388 | 5.6801 | 412.5 | 13176.9 | 491.6953 | 62.4375 | 6.378 |  | 136125 | 6.05 | YES | 0 | 136125 | 6.05
73 | 0.02 | 0.05 | 0.0375 | 136125 | 6.05 | 37.5 | 0 | 66.4453 | 8.4375 | 6.378 |  | 136081.2392 | 6.0481 | YES | 0 | 136081.2392 | 6.0481
74 | 0 | 0.09 | 0.0675 | 136081.2392 | 6.0481 | 0 | 0 | 119.6016 | 15.1875 | 6.378 |  | 135940.0722 | 6.0418 | YES | 0 | 135940.0722 | 6.0418
75 | 0 | 0.07 | 0.0525 | 135940.0722 | 6.0418 | 0 | 0 | 93.0234 | 11.8125 | 6.378 |  | 135828.8583 | 6.0368 | YES | 0 | 135828.8583 | 6.0368
76 | 0 | 0.15 | 0.1125 | 135828.8583 | 6.0368 | 0 | 0 | 199.3359 | 25.3125 | 6.378 |  | 135597.8319 | 6.0266 | YES | 0 | 135597.8319 | 6.0266
77 | 0 | 0.09 | 0.0675 | 135597.8319 | 6.0266 | 0 | 0 | 119.6016 | 15.1875 | 6.378 |  | 135456.6649 | 6.0203 | YES | 0 | 135456.6649 | 6.0203
78 | 0 | 0.15 | 0.1125 | 135456.6649 | 6.0203 | 0 | 0 | 199.3359 | 25.3125 | 6.378 |  | 135225.6385 | 6.01 | YES | 0 | 135225.6385 | 6.01
79 | 0 | 0.3 | 0.225 | 135225.6385 | 6.01 | 0 | 0 | 398.6719 | 50.625 | 6.378 |  | 134769.9637 | 5.9898 | YES | 0 | 134769.9637 | 5.9898
80 | 0 | 0.15 | 0.1125 | 134769.9637 | 5.9898 | 0 | 0 | 199.3359 | 25.3125 | 6.378 |  | 134538.9373 | 5.9795 | YES | 0 | 134538.9373 | 5.9795
81 | 0.02 | 0.13 | 0.0975 | 134538.9373 | 5.9795 | 37.5 | 0 | 172.7578 | 21.9375 | 6.378 |  | 134375.3641 | 5.9722 | YES | 0 | 134375.3641 | 5.9722
82 | 0 | 0.1 | 0.075 | 134375.3641 | 5.9722 | 0 | 0 | 132.8906 | 16.875 | 6.378 |  | 134219.2205 | 5.9653 | YES | 0 | 134219.2205 | 5.9653
83 | 0 | 0.17 | 0.1275 | 134219.2205 | 5.9653 | 0 | 0 | 225.9141 | 28.6875 | 6.378 |  | 133958.241 | 5.9537 | YES | 0 | 133958.241 | 5.9537
84 | 0 | 0.14 | 0.105 | 133958.241 | 5.9537 | 0 | 0 | 186.0469 | 23.625 | 6.378 |  | 133742.1911 | 5.9441 | YES | 0 | 133742.1911 | 5.9441
85 | 0 | 0.14 | 0.105 | 133742.1911 | 5.9441 | 0 | 0 | 186.0469 | 23.625 | 6.378 |  | 133526.1413 | 5.9345 | YES | 0 | 133526.1413 | 5.9345
86 | 0 | 0.32 | 0.24 | 133526.1413 | 5.9345 | 0 | 0 | 425.25 | 54 | 6.378 |  | 133040.5133 | 5.9129 | YES | 0 | 133040.5133 | 5.9129
87 | 0 | 0.29 | 0.2175 | 133040.5133 | 5.9129 | 0 | 0 | 385.3828 | 48.9375 | 6.378 |  | 132599.8151 | 5.8933 | YES | 0 | 132599.8151 | 5.8933
88 | 0 | 0.29 | 0.2175 | 132599.8151 | 5.8933 | 0 | 0 | 385.3828 | 48.9375 | 6.378 |  | 132159.1168 | 5.8737 | YES | 0 | 132159.1168 | 5.8737
89 | 0 | 0.29 | 0.2175 | 132159.1168 | 5.8737 | 0 | 0 | 385.3828 | 48.9375 | 6.378 |  | 131718.4186 | 5.8542 | YES | 0 | 131718.4186 | 5.8542
90 | 0 | 0.34 | 0.255 | 131718.4186 | 5.8542 | 0 | 0 | 451.8281 | 57.375 | 6.378 |  | 131202.8375 | 5.8312 | YES | 0 | 131202.8375 | 5.8312
91 | 0 | 0.27 | 0.2025 | 131202.8375 | 5.8312 | 0 | 0 | 358.8047 | 45.5625 | 6.378 |  | 130792.0923 | 5.813 | YES | 0 | 130792.0923 | 5.813
92 | 0 | 0.14 | 0.105 | 130792.0923 | 5.813 | 0 | 0 | 186.0469 | 23.625 | 6.378 |  | 130576.0425 | 5.8034 | YES | 0 | 130576.0425 | 5.8034
93 | 0 | 0.18 | 0.135 | 130576.0425 | 5.8034 | 0 | 0 | 239.2031 | 30.375 | 6.378 |  | 130300.0864 | 5.7911 | YES | 0 | 130300.0864 | 5.7911
94 | 0 | 0.16 | 0.12 | 130300.0864 | 5.7911 | 0 | 0 | 212.625 | 27 | 6.378 |  | 130054.0835 | 5.7802 | YES | 0 | 130054.0835 | 5.7802
95 | 0 | 0.21 | 0.1575 | 130054.0835 | 5.7802 | 0 | 0 | 279.0703 | 35.4375 | 6.378 |  | 129733.1977 | 5.7659 | YES | 0 | 129733.1977 | 5.7659
96 | 0 | 0.15 | 0.1125 | 129733.1977 | 5.7659 | 0 | 0 | 199.3359 | 25.3125 | 6.378 |  | 129502.1713 | 5.7557 | YES | 0 | 129502.1713 | 5.7557
97 | 0 | 0.15 | 0.1125 | 129502.1713 | 5.7557 | 0 | 0 | 199.3359 | 25.3125 | 6.378 |  | 129271.1449 | 5.7454 | YES | 0 | 129271.1449 | 5.7454
98 | 0 | 0.47 | 0.3525 | 129271.1449 | 5.7454 | 0 | 0 | 624.5859 | 79.3125 | 6.378 |  | 128560.8685 | 5.7138 | YES | 0 | 128560.8685 | 5.7138
99 | 0 | 0.16 | 0.12 | 128560.8685 | 5.7138 | 0 | 0 | 212.625 | 27 | 6.378 |  | 128314.8656 | 5.7029 | YES | 0 | 128314.8656 | 5.7029
100 | 0.03 | 0.09 | 0.0675 | 128314.8656 | 5.7029 | 56.25 | 0 | 119.6016 | 15.1875 | 6.378 |  | 128229.9486 | 5.6991 | YES | 0 | 128229.9486 | 5.6991
101 | 0 | 0.29 | 0.2175 | 128229.9486 | 5.6991 | 0 | 0 | 385.3828 | 48.9375 | 6.378 |  | 127789.2503 | 5.6795 | YES | 0 | 127789.2503 | 5.6795
102 | 0 | 0.2 | 0.15 | 127789.2503 | 5.6795 | 0 | 0 | 265.7813 | 33.75 | 6.378 |  | 127483.3411 | 5.6659 | YES | 0 | 127483.3411 | 5.6659
103 | 0 | 0.21 | 0.1575 | 127483.3411 | 5.6659 | 0 | 0 | 279.0703 | 35.4375 | 6.378 |  | 127162.4553 | 5.6517 | YES | 0 | 127162.4553 | 5.6517
104 | 0 | 0.31 | 0.2325 | 127162.4553 | 5.6517 | 0 | 0 | 411.9609 | 52.3125 | 6.378 |  | 126691.8039 | 5.6307 | YES | 0 | 126691.8039 | 5.6307
105 | 0 | 0.35 | 0.2625 | 126691.8039 | 5.6307 | 0 | 0 | 465.1172 | 59.0625 | 6.378 |  | 126161.2463 | 5.6072 | YES | 0 | 126161.2463 | 5.6072
106 | 0.03 | 0.25 | 0.1875 | 126161.2463 | 5.6072 | 56.25 | 0 | 332.2266 | 42.1875 | 6.378 |  | 125836.7043 | 5.5927 | YES | 0 | 125836.7043 | 5.5927
107 | 0 | 0.47 | 0.3525 | 125836.7043 | 5.5927 | 0 | 0 | 624.5859 | 79.3125 | 6.378 |  | 125126.4279 | 5.5612 | YES | 0 | 125126.4279 | 5.5612
108 | 0 | 0.33 | 0.2475 | 125126.4279 | 5.5612 | 0 | 0 | 438.5391 | 55.6875 | 6.378 |  | 124625.8234 | 5.5389 | YES | 0 | 124625.8234 | 5.5389
109 | 0 | 0.38 | 0.285 | 124625.8234 | 5.5389 | 0 | 0 | 504.9844 | 64.125 | 6.378 |  | 124050.3361 | 5.5133 | YES | 0 | 124050.3361 | 5.5133
110 | 0 | 0.45 | 0.3375 | 124050.3361 | 5.5133 | 0 | 0 | 598.0078 | 75.9375 | 6.378 |  | 123370.0128 | 5.4831 | YES | 0 | 123370.0128 | 5.4831
111 | 0 | 0.14 | 0.105 | 123370.0128 | 5.4831 | 0 | 0 | 186.0469 | 23.625 | 6.378 |  | 123153.963 | 5.4735 | YES | 0 | 123153.963 | 5.4735
112 | 0.05 | 0.17 | 0.1275 | 123153.963 | 5.4735 | 93.75 | 0 | 225.9141 | 28.6875 | 6.378 |  | 122986.7335 | 5.4661 | YES | 0 | 122986.7335 | 5.4661
113 | 0 | 0.05 | 0.0375 | 122986.7335 | 5.4661 | 0 | 0 | 66.4453 | 8.4375 | 6.378 |  | 122905.4727 | 5.4625 | YES | 0 | 122905.4727 | 5.4625
114 | 0.45 | 0.27 | 0.2025 | 122905.4727 | 5.4625 | 843.75 | 26952.75 | 358.8047 | 45.5625 | 6.378 |  | 136125 | 6.05 | YES | 0 | 136125 | 6.05
115 | 0 | 0 | 0 | 136125 | 6.05 | 0 | 0 | 0 | 0 | 6.378 |  | 136118.622 | 6.0497 | YES | 0 | 136118.622 | 6.0497
116 | 0 | 0.18 | 0.135 | 136118.622 | 6.0497 | 0 | 0 | 239.2031 | 30.375 | 6.378 |  | 135842.666 | 6.0375 | YES | 0 | 135842.666 | 6.0375
117 | 0 | 0.22 | 0.165 | 135842.666 | 6.0375 | 0 | 0 | 292.3594 | 37.125 | 6.378 |  | 135506.8036 | 6.0225 | YES | 0 | 135506.8036 | 6.0225
118 | 0 | 0.44 | 0.33 | 135506.8036 | 6.0225 | 0 | 0 | 584.7188 | 74.25 | 6.378 |  | 134841.4569 | 5.993 | YES | 0 | 134841.4569 | 5.993
119 | 0 | 0.25 | 0.1875 | 134841.4569 | 5.993 | 0 | 0 | 332.2266 | 42.1875 | 6.378 |  | 134460.6649 | 5.976 | YES | 0 | 134460.6649 | 5.976
120 | 0 | 0.2 | 0.15 | 134460.6649 | 5.976 | 0 | 0 | 265.7813 | 33.75 | 6.378 |  | 134154.7557 | 5.9624 | YES | 0 | 134154.7557 | 5.9624
121 | 0 | 0.41 | 0.3075 | 134154.7557 | 5.9624 | 0 | 0 | 544.8516 | 69.1875 | 6.378 |  | 133534.3387 | 5.9349 | YES | 0 | 133534.3387 | 5.9349
122 | 2.09 | 0.15 | 0.1125 | 133534.3387 | 5.9349 | 3918.75 | 125180.55 | 199.3359 | 25.3125 | 6.378 |  | 136125 | 6.05 | YES | 0 | 136125 | 6.05
123 | 0.83 | 0.195 | 0.14625 | 136125 | 6.05 | 1556.25 | 49712.85 | 259.1367 | 32.9062 | 6.378 |  | 136125 | 6.05 | YES | 0 | 136125 | 6.05
124 | 0 | 0.24 | 0.18 | 136125 | 6.05 | 0 | 0 | 318.9375 | 40.5 | 6.378 |  | 135759.1845 | 6.0337 | YES | 0 | 135759.1845 | 6.0337
125 | 0 | 0.18 | 0.135 | 135759.1845 | 6.0337 | 0 | 0 | 239.2031 | 30.375 | 6.378 |  | 135483.2285 | 6.0215 | YES | 0 | 135483.2285 | 6.0215
126 | 0 | 0.34 | 0.255 | 135483.2285 | 6.0215 | 0 | 0 | 451.8281 | 57.375 | 6.378 |  | 134967.6474 | 5.9986 | YES | 0 | 134967.6474 | 5.9986
127 | 0 | 0.23 | 0.1725 | 134967.6474 | 5.9986 | 0 | 0 | 305.6484 | 38.8125 | 6.378 |  | 134616.8085 | 5.983 | YES | 0 | 134616.8085 | 5.983
128 | 0 | 0.17 | 0.1275 | 134616.8085 | 5.983 | 0 | 0 | 225.9141 | 28.6875 | 6.378 |  | 134355.829 | 5.9714 | YES | 0 | 134355.829 | 5.9714
129 | 0 | 0.32 | 0.24 | 134355.829 | 5.9714 | 0 | 0 | 425.25 | 54 | 6.378 |  | 133870.201 | 5.9498 | YES | 0 | 133870.201 | 5.9498
130 | 0 | 0.33 | 0.2475 | 133870.201 | 5.9498 | 0 | 0 | 438.5391 | 55.6875 | 6.378 |  | 133369.5965 | 5.9275 | YES | 0 | 133369.5965 | 5.9275
131 | 0 | 0.35 | 0.2625 | 133369.5965 | 5.9275 | 0 | 0 | 465.1172 | 59.0625 | 6.378 |  | 132839.0389 | 5.904 | YES | 0 | 132839.0389 | 5.904
132 | 0 | 0.34 | 0.255 | 132839.0389 | 5.904 | 0 | 0 | 451.8281 | 57.375 | 6.378 |  | 132323.4578 | 5.881 | YES | 0 | 132323.4578 | 5.881
133 | 0 | 0.33 | 0.2475 | 132323.4578 | 5.881 | 0 | 0 | 438.5391 | 55.6875 | 6.378 |  | 131822.8533 | 5.8588 | YES | 0 | 131822.8533 | 5.8588
134 | 0 | 0.32 | 0.24 | 131822.8533 | 5.8588 | 0 | 0 | 425.25 | 54 | 6.378 |  | 131337.2253 | 5.8372 | YES | 0 | 131337.2253 | 5.8372
135 | 0 | 0.34 | 0.255 | 131337.2253 | 5.8372 | 0 | 0 | 451.8281 | 57.375 | 6.378 |  | 130821.6443 | 5.8143 | YES | 0 | 130821.6443 | 5.8143
136 | 0.05 | 0.22 | 0.165 | 130821.6443 | 5.8143 | 93.75 | 0 | 292.3594 | 37.125 | 6.378 |  | 130579.5319 | 5.8035 | YES | 0 | 130579.5319 | 5.8035
137 | 0 | 0.21 | 0.1575 | 130579.5319 | 5.8035 | 0 | 0 | 279.0703 | 35.4375 | 6.378 |  | 130258.6462 | 5.7893 | YES | 0 | 130258.6462 | 5.7893
138 | 0 | 0.29 | 0.2175 | 130258.6462 | 5.7893 | 0 | 0 | 385.3828 | 48.9375 | 6.378 |  | 129817.9479 | 5.7697 | YES | 0 | 129817.9479 | 5.7697
139 | 0 | 0.37 | 0.2775 | 129817.9479 | 5.7697 | 0 | 0 | 491.6953 | 62.4375 | 6.378 |  | 129257.4371 | 5.7448 | YES | 0 | 129257.4371 | 5.7448
140 | 0 | 0.19 | 0.1425 | 129257.4371 | 5.7448 | 0 | 0 | 252.4922 | 32.0625 | 6.378 |  | 128966.5045 | 5.7318 | YES | 0 | 128966.5045 | 5.7318
141 | 0 | 0.22 | 0.165 | 128966.5045 | 5.7318 | 0 | 0 | 292.3594 | 37.125 | 6.378 |  | 128630.6422 | 5.7169 | YES | 0 | 128630.6422 | 5.7169
142 | 0 | 0.5 | 0.375 | 128630.6422 | 5.7169 | 0 | 0 | 664.4531 | 84.375 | 6.378 |  | 127875.4361 | 5.6834 | YES | 0 | 127875.4361 | 5.6834
143 | 0 | 0.24 | 0.18 | 127875.4361 | 5.6834 | 0 | 0 | 318.9375 | 40.5 | 6.378 |  | 127509.6206 | 5.6671 | YES | 0 | 127509.6206 | 5.6671
144 | 0 | 0.38 | 0.285 | 127509.6206 | 5.6671 | 0 | 0 | 504.9844 | 64.125 | 6.378 |  | 126934.1333 | 5.6415 | YES | 0 | 126934.1333 | 5.6415
145 | 0 | 0.39 | 0.2925 | 126934.1333 | 5.6415 | 0 | 0 | 518.2734 | 65.8125 | 6.378 |  | 126343.6694 | 5.6153 | YES | 0 | 126343.6694 | 5.6153
146 | 0 | 0.31 | 0.2325 | 126343.6694 | 5.6153 | 0 | 0 | 411.9609 | 52.3125 | 6.378 |  | 125873.018 | 5.5944 | YES | 0 | 125873.018 | 5.5944
147 | 0.07 | 0.35 | 0.2625 | 125873.018 | 5.5944 | 131.25 | 4192.65 | 465.1172 | 59.0625 | 6.378 |  | 129666.3604 | 5.7629 | YES | 0 | 129666.3604 | 5.7629
148 | 0 | 0.27 | 0.2025 | 129666.3604 | 5.7629 | 0 | 0 | 358.8047 | 45.5625 | 6.378 |  | 129255.6152 | 5.7447 | YES | 0 | 129255.6152 | 5.7447
149 | 0.05 | 0.34 | 0.255 | 129255.6152 | 5.7447 | 93.75 | 0 | 451.8281 | 57.375 | 6.378 |  | 128833.7842 | 5.7259 | YES | 0 | 128833.7842 | 5.7259
150 | 0 | 0.23 | 0.1725 | 128833.7842 | 5.7259 | 0 | 0 | 305.6484 | 38.8125 | 6.378 |  | 128482.9453 | 5.7104 | YES | 0 | 128482.9453 | 5.7104
151 | 0 | 0.22 | 0.165 | 128482.9453 | 5.7104 | 0 | 0 | 292.3594 | 37.125 | 6.378 |  | 128147.0829 | 5.6954 | YES | 0 | 128147.0829 | 5.6954
152 | 0.03 | 0.22 | 0.165 | 128147.0829 | 5.6954 | 56.25 | 0 | 292.3594 | 37.125 | 6.378 |  | 127867.4706 | 5.683 | YES | 0 | 127867.4706 | 5.683
153 | 0 | 0.33 | 0.2475 | 127867.4706 | 5.683 | 0 | 0 | 438.5391 | 55.6875 | 6.378 |  | 127366.8661 | 5.6607 | YES | 0 | 127366.8661 | 5.6607
154 | 0 | 0.31 | 0.2325 | 127366.8661 | 5.6607 | 0 | 0 | 411.9609 | 52.3125 | 6.378 |  | 126896.2147 | 5.6398 | YES | 0 | 126896.2147 | 5.6398
155 | 0 | 0.26 | 0.195 | 126896.2147 | 5.6398 | 0 | 0 | 345.5156 | 43.875 | 6.378 |  | 126500.4461 | 5.6222 | YES | 0 | 126500.4461 | 5.6222
156 | 0 | 0.29 | 0.2175 | 126500.4461 | 5.6222 | 0 | 0 | 385.3828 | 48.9375 | 6.378 |  | 126059.7479 | 5.6027 | YES | 0 | 126059.7479 | 5.6027
157 | 0 | 0.29 | 0.2175 | 126059.7479 | 5.6027 | 0 | 0 | 385.3828 | 48.9375 | 6.378 |  | 125619.0496 | 5.5831 | YES | 0 | 125619.0496 | 5.5831
158 | 0 | 0.44 | 0.33 | 125619.0496 | 5.5831 | 0 | 0 | 584.7188 | 74.25 | 6.378 |  | 124953.7029 | 5.5535 | YES | 0 | 124953.7029 | 5.5535
159 | 0 | 0.43 | 0.3225 | 124953.7029 | 5.5535 | 0 | 0 | 571.4297 | 72.5625 | 6.378 |  | 124303.3328 | 5.5246 | YES | 0 | 124303.3328 | 5.5246
160 | 0 | 0.38 | 0.285 | 124303.3328 | 5.5246 | 0 | 0 | 504.9844 | 64.125 | 6.378 |  | 123727.8454 | 5.499 | YES | 0 | 123727.8454 | 5.499
161 | 0.42 | 0.4 | 0.3 | 123727.8454 | 5.499 | 787.5 | 25155.9 | 531.5625 | 67.5 | 6.378 |  | 136125 | 6.05 | YES | 0 | 136125 | 6.05
162 | 0.01 | 0.37 | 0.2775 | 136125 | 6.05 | 18.75 | 0 | 491.6953 | 62.4375 | 6.378 |  | 135583.2392 | 6.0259 | YES | 0 | 135583.2392 | 6.0259
163 | 0 | 0.2 | 0.15 | 135583.2392 | 6.0259 | 0 | 0 | 265.7813 | 33.75 | 6.378 |  | 135277.33 | 6.0123 | YES | 0 | 135277.33 | 6.0123
164 | 0 | 0.39 | 0.2925 | 135277.33 | 6.0123 | 0 | 0 | 518.2734 | 65.8125 | 6.378 |  | 134686.8661 | 5.9861 | YES | 0 | 134686.8661 | 5.9861
165 | 0 | 0.24 | 0.18 | 134686.8661 | 5.9861 | 0 | 0 | 318.9375 | 40.5 | 6.378 |  | 134321.0507 | 5.9698 | YES | 0 | 134321.0507 | 5.9698
166 | 0 | 0.19 | 0.1425 | 134321.0507 | 5.9698 | 0 | 0 | 252.4922 | 32.0625 | 6.378 |  | 134030.118 | 5.9569 | YES | 0 | 134030.118 | 5.9569
167 | 0.03 | 0.34 | 0.255 | 134030.118 | 5.9569 | 56.25 | 0 | 451.8281 | 57.375 | 6.378 |  | 133570.787 | 5.9365 | YES | 0 | 133570.787 | 5.9365
168 | 0 | 0.42 | 0.315 | 133570.787 | 5.9365 | 0 | 0 | 558.1406 | 70.875 | 6.378 |  | 132935.3934 | 5.9082 | YES | 0 | 132935.3934 | 5.9082
169 | 0.01 | 0.5 | 0.375 | 132935.3934 | 5.9082 | 18.75 | 0 | 664.4531 | 84.375 | 6.378 |  | 132198.9373 | 5.8755 | YES | 0 | 132198.9373 | 5.8755
170 | 0 | 0.24 | 0.18 | 132198.9373 | 5.8755 | 0 | 0 | 318.9375 | 40.5 | 6.378 |  | 131833.1219 | 5.8592 | YES | 0 | 131833.1219 | 5.8592
171 | 0.47 | 0.19 | 0.1425 | 131833.1219 | 5.8592 | 881.25 | 28150.65 | 252.4922 | 32.0625 | 6.378 |  | 136125 | 6.05 | YES | 0 | 136125 | 6.05
172 | 0 | 0.33 | 0.2475 | 136125 | 6.05 | 0 | 0 | 438.5391 | 55.6875 | 6.378 |  | 135624.3955 | 6.0278 | YES | 0 | 135624.3955 | 6.0278
173 | 0 | 0.37 | 0.2775 | 135624.3955 | 6.0278 | 0 | 0 | 491.6953 | 62.4375 | 6.378 |  | 135063.8847 | 6.0028 | YES | 0 | 135063.8847 | 6.0028
174 | 0 | 0.4 | 0.3 | 135063.8847 | 6.0028 | 0 | 0 | 531.5625 | 67.5 | 6.378 |  | 134458.4443 | 5.9759 | YES | 0 | 134458.4443 | 5.9759
175 | 0 | 0.42 | 0.315 | 134458.4443 | 5.9759 | 0 | 0 | 558.1406 | 70.875 | 6.378 |  | 133823.0507 | 5.9477 | YES | 0 | 133823.0507 | 5.9477
176 | 0 | 0.41 | 0.3075 | 133823.0507 | 5.9477 | 0 | 0 | 544.8516 | 69.1875 | 6.378 |  | 133202.6337 | 5.9201 | YES | 0 | 133202.6337 | 5.9201
177 | 0 | 0.45 | 0.3375 | 133202.6337 | 5.9201 | 0 | 0 | 598.0078 | 75.9375 | 6.378 |  | 132522.3104 | 5.8899 | YES | 0 | 132522.3104 | 5.8899
178 | 0 | 0.5 | 0.375 | 132522.3104 | 5.8899 | 0 | 0 | 664.4531 | 84.375 | 6.378 |  | 131767.1043 | 5.8563 | YES | 0 | 131767.1043 | 5.8563
179 | 0 | 0.42 | 0.315 | 131767.1043 | 5.8563 | 0 | 0 | 558.1406 | 70.875 | 6.378 |  | 131131.7108 | 5.8281 | YES | 0 | 131131.7108 | 5.8281
180 | 0 | 0.48 | 0.36 | 131131.7108 | 5.8281 | 0 | 0 | 637.875 | 81 | 6.378 |  | 130406.4578 | 5.7958 | YES | 0 | 130406.4578 | 5.7958
181 | 0 | 0.43 | 0.3225 | 130406.4578 | 5.7958 | 0 | 0 | 571.4297 | 72.5625 | 6.378 |  | 129756.0877 | 5.7669 | YES | 0 | 129756.0877 | 5.7669
182 | 0 | 0.51 | 0.3825 | 129756.0877 | 5.7669 | 0 | 0 | 677.7422 | 86.0625 | 6.378 |  | 128985.905 | 5.7327 | YES | 0 | 128985.905 | 5.7327
183 | 0 | 0.47 | 0.3525 | 128985.905 | 5.7327 | 0 | 0 | 624.5859 | 79.3125 | 6.378 |  | 128275.6286 | 5.7011 | YES | 0 | 128275.6286 | 5.7011
184 | 0 | 0.3 | 0.225 | 128275.6286 | 5.7011 | 0 | 0 | 398.6719 | 50.625 | 6.378 |  | 127819.9538 | 5.6809 | YES | 0 | 127819.9538 | 5.6809
185 | 0.08 | 0.23 | 0.1725 | 127819.9538 | 5.6809 | 150 | 4791.6 | 305.6484 | 38.8125 | 6.378 |  | 132410.7149 | 5.8849 | YES | 0 | 132410.7149 | 5.8849
186 | 0 | 0.16 | 0.12 | 132410.7149 | 5.8849 | 0 | 0 | 212.625 | 27 | 6.378 |  | 132164.712 | 5.874 | YES | 0 | 132164.712 | 5.874
187 | 0 | 0.45 | 0.3375 | 132164.712 | 5.874 | 0 | 0 | 598.0078 | 75.9375 | 6.378 |  | 131484.3887 | 5.8438 | YES | 0 | 131484.3887 | 5.8438
188 | 0 | 0.43 | 0.3225 | 131484.3887 | 5.8438 | 0 | 0 | 571.4297 | 72.5625 | 6.378 |  | 130834.0186 | 5.8148 | YES | 0 | 130834.0186 | 5.8148
189 | 0 | 0.44 | 0.33 | 130834.0186 | 5.8148 | 0 | 0 | 584.7188 | 74.25 | 6.378 |  | 130168.6719 | 5.7853 | YES | 0 | 130168.6719 | 5.7853
190 | 0 | 0.41 | 0.3075 | 130168.6719 | 5.7853 | 0 | 0 | 544.8516 | 69.1875 | 6.378 |  | 129548.2548 | 5.7577 | YES | 0 | 129548.2548 | 5.7577
191 | 0 | 0.38 | 0.285 | 129548.2548 | 5.7577 | 0 | 0 | 504.9844 | 64.125 | 6.378 |  | 128972.7675 | 5.7321 | YES | 0 | 128972.7675 | 5.7321
192 | 0 | 0.39 | 0.2925 | 128972.7675 | 5.7321 | 0 | 0 | 518.2734 | 65.8125 | 6.378 |  | 128382.3036 | 5.7059 | YES | 0 | 128382.3036 | 5.7059
193 | 0 | 0.4 | 0.3 | 128382.3036 | 5.7059 | 0 | 0 | 531.5625 | 67.5 | 6.378 |  | 127776.8632 | 5.679 | YES | 0 | 127776.8632 | 5.679
194 | 0 | 0.13 | 0.0975 | 127776.8632 | 5.679 | 0 | 0 | 172.7578 | 21.9375 | 6.378 |  | 127575.7899 | 5.67 | YES | 0 | 127575.7899 | 5.67
195 | 0 | 0.44 | 0.33 | 127575.7899 | 5.67 | 0 | 0 | 584.7188 | 74.25 | 6.378 |  | 126910.4432 | 5.6405 | YES | 0 | 126910.4432 | 5.6405
196 | 0 | 0.49 | 0.3675 | 126910.4432 | 5.6405 | 0 | 0 | 651.1641 | 82.6875 | 6.378 |  | 126170.2137 | 5.6076 | YES | 0 | 126170.2137 | 5.6076
197 | 0 | 0.49 | 0.3675 | 126170.2137 | 5.6076 | 0 | 0 | 651.1641 | 82.6875 | 6.378 |  | 125429.9842 | 5.5747 | YES | 0 | 125429.9842 | 5.5747
198 | 0 | 0.51 | 0.3825 | 125429.9842 | 5.5747 | 0 | 0 | 677.7422 | 86.0625 | 6.378 |  | 124659.8015 | 5.5404 | YES | 0 | 124659.8015 | 5.5404
199 | 0 | 0.52 | 0.39 | 124659.8015 | 5.5404 | 0 | 0 | 691.0312 | 87.75 | 6.378 |  | 123874.6423 | 5.5055 | YES | 0 | 123874.6423 | 5.5055
200 | 0 | 0.49 | 0.3675 | 123874.6423 | 5.5055 | 0 | 0 | 651.1641 | 82.6875 | 6.378 |  | 123134.4128 | 5.4726 | YES | 0 | 123134.4128 | 5.4726
201 | 0 | 0.43 | 0.3225 | 123134.4128 | 5.4726 | 0 | 0 | 571.4297 | 72.5625 | 6.378 |  | 122484.0427 | 5.4437 | YES | 0 | 122484.0427 | 5.4437
202 | 0 | 0.39 | 0.2925 | 122484.0427 | 5.4437 | 0 | 0 | 518.2734 | 65.8125 | 6.378 |  | 121893.5788 | 5.4175 | YES | 0 | 121893.5788 | 5.4175
203 | 0 | 0.52 | 0.39 | 121893.5788 | 5.4175 | 0 | 0 | 691.0312 | 87.75 | 6.378 |  | 121108.4196 | 5.3826 | YES | 0 | 121108.4196 | 5.3826
204 | 0 | 0.16 | 0.12 | 121108.4196 | 5.3826 | 0 | 0 | 212.625 | 27 | 6.378 |  | 120862.4166 | 5.3717 | YES | 0 | 120862.4166 | 5.3717
205 | 0 | 0.44 | 0.33 | 120862.4166 | 5.3717 | 0 | 0 | 584.7188 | 74.25 | 6.378 |  | 120197.0699 | 5.3421 | YES | 0 | 120197.0699 | 5.3421
206 | 0.03 | 0.38 | 0.285 | 120197.0699 | 5.3421 | 56.25 | 0 | 504.9844 | 64.125 | 6.378 |  | 119677.8326 | 5.319 | YES | 0 | 119677.8326 | 5.319
207 | 0 | 0.46 | 0.345 | 119677.8326 | 5.319 | 0 | 0 | 611.2969 | 77.625 | 6.378 |  | 118982.5328 | 5.2881 | YES | 0 | 118982.5328 | 5.2881
208 | 0 | 0.42 | 0.315 | 118982.5328 | 5.2881 | 0 | 0 | 558.1406 | 70.875 | 6.378 |  | 118347.1392 | 5.2599 | YES | 0 | 118347.1392 | 5.2599
209 | 0 | 0.24 | 0.18 | 118347.1392 | 5.2599 | 0 | 0 | 318.9375 | 40.5 | 6.378 |  | 117981.3237 | 5.2436 | YES | 0 | 117981.3237 | 5.2436
210 | 0 | 0.38 | 0.285 | 117981.3237 | 5.2436 | 0 | 0 | 504.9844 | 64.125 | 6.378 |  | 117405.8364 | 5.218 | YES | 0 | 117405.8364 | 5.218
211 | 0 | 0.38 | 0.285 | 117405.8364 | 5.218 | 0 | 0 | 504.9844 | 64.125 | 6.378 |  | 116830.3491 | 5.1925 | YES | 0 | 116830.3491 | 5.1925
212 | 0 | 0.3 | 0.225 | 116830.3491 | 5.1925 | 0 | 0 | 398.6719 | 50.625 | 6.378 |  | 116374.6742 | 5.1722 | YES | 0 | 116374.6742 | 5.1722
213 | 0 | 0.31 | 0.2325 | 116374.6742 | 5.1722 | 0 | 0 | 411.9609 | 52.3125 | 6.378 |  | 115904.0229 | 5.1513 | YES | 0 | 115904.0229 | 5.1513
214 | 0 | 0.5 | 0.375 | 115904.0229 | 5.1513 | 0 | 0 | 664.4531 | 84.375 | 6.378 |  | 115148.8168 | 5.1177 | YES | 0 | 115148.8168 | 5.1177
215 | 0 | 0.49 | 0.3675 | 115148.8168 | 5.1177 | 0 | 0 | 651.1641 | 82.6875 | 6.378 |  | 114408.5873 | 5.0848 | YES | 0 | 114408.5873 | 5.0848
216 | 0 | 0.51 | 0.3825 | 114408.5873 | 5.0848 | 0 | 0 | 677.7422 | 86.0625 | 6.378 |  | 113638.4046 | 5.0506 | YES | 0 | 113638.4046 | 5.0506
217 | 0 | 0.51 | 0.3825 | 113638.4046 | 5.0506 | 0 | 0 | 677.7422 | 86.0625 | 6.378 |  | 112868.222 | 5.0164 | NO | 0 | 112868.222 | 5.0164
218 | 0 | 0.43 | 0.3225 | 112868.222 | 5.0164 | 0 | 0 | 571.4297 | 72.5625 | 6.378 |  | 112217.8518 | 4.9875 | NO | 0 | 112217.8518 | 4.9875
219 | 0 | 0.39 | 0.2925 | 112217.8518 | 4.9875 | 0 | 0 | 518.2734 | 65.8125 | 6.378 |  | 111627.388 | 4.9612 | NO | 0 | 111627.388 | 4.9612
220 | 0 | 0.27 | 0.2025 | 111627.388 | 4.9612 | 0 | 0 | 358.8047 | 45.5625 | 6.378 |  | 111216.6428 | 4.943 | NO | 0 | 111216.6428 | 4.943
221 | 0 | 0.47 | 0.3525 | 111216.6428 | 4.943 | 0 | 0 | 624.5859 | 79.3125 | 6.378 |  | 110506.3664 | 4.9114 | NO | 0 | 110506.3664 | 4.9114
222 | 0 | 0.48 | 0.36 | 110506.3664 | 4.9114 | 0 | 0 | 637.875 | 81 | 6.378 |  | 109781.1135 | 4.8792 | NO | 0 | 109781.1135 | 4.8792
223 | 0 | 0.56 | 0.42 | 109781.1135 | 4.8792 | 0 | 0 | 744.1875 | 94.5 | 6.378 |  | 108936.048 | 4.8416 | NO | 0 | 108936.048 | 4.8416
224 | 0 | 0.44 | 0.33 | 108936.048 | 4.8416 | 0 | 0 | 584.7188 | 74.25 | 6.378 |  | 108270.7013 | 4.812 | NO | 0 | 108270.7013 | 4.812
225 | 0 | 0.45 | 0.3375 | 108270.7013 | 4.812 | 0 | 0 | 598.0078 | 75.9375 | 6.378 |  | 107590.3781 | 4.7818 | NO | 0 | 107590.3781 | 4.7818
226 | 0 | 0.42 | 0.315 | 107590.3781 | 4.7818 | 0 | 0 | 558.1406 | 70.875 | 6.378 |  | 106954.9845 | 4.7536 | NO | 0 | 106954.9845 | 4.7536
227 | 0 | 0.48 | 0.36 | 106954.9845 | 4.7536 | 0 | 0 | 637.875 | 81 | 6.378 |  | 106229.7315 | 4.7213 | NO | 0 | 106229.7315 | 4.7213
228 | 0 | 0.45 | 0.3375 | 106229.7315 | 4.7213 | 0 | 0 | 598.0078 | 75.9375 | 6.378 |  | 105549.4083 | 4.6911 | NO | 0 | 105549.4083 | 4.6911
229 | 0 | 0.35 | 0.2625 | 105549.4083 | 4.6911 | 0 | 0 | 465.1172 | 59.0625 | 6.378 |  | 105018.8506 | 4.6675 | NO | 0 | 105018.8506 | 4.6675
230 | 0 | 0.49 | 0.3675 | 105018.8506 | 4.6675 | 0 | 0 | 651.1641 | 82.6875 | 6.378 |  | 104278.6211 | 4.6346 | NO | 0 | 104278.6211 | 4.6346
231 | 0 | 0.38 | 0.285 | 104278.6211 | 4.6346 | 0 | 0 | 504.9844 | 64.125 | 6.378 |  | 103703.1338 | 4.609 | NO | 0 | 103703.1338 | 4.609
232 | 0.21 | 0.48 | 0.36 | 103703.1338 | 4.609 | 393.75 | 12577.95 | 637.875 | 81 | 6.378 |  | 115949.5808 | 5.1533 | YES | 0 | 115949.5808 | 5.1533
233 | 0.07 | 0.32 | 0.24 | 115949.5808 | 5.1533 | 131.25 | 4192.65 | 425.25 | 54 | 6.378 |  | 119787.8529 | 5.3239 | YES | 0 | 119787.8529 | 5.3239
234 | 0 | 0.18 | 0.135 | 119787.8529 | 5.3239 | 0 | 0 | 239.2031 | 30.375 | 6.378 |  | 119511.8968 | 5.3116 | YES | 0 | 119511.8968 | 5.3116
235 | 0 | 0.37 | 0.2775 | 119511.8968 | 5.3116 | 0 | 0 | 491.6953 | 62.4375 | 6.378 |  | 118951.386 | 5.2867 | YES | 0 | 118951.386 | 5.2867
236 | 0 | 0.35 | 0.2625 | 118951.386 | 5.2867 | 0 | 0 | 465.1172 | 59.0625 | 6.378 |  | 118420.8284 | 5.2631 | YES | 0 | 118420.8284 | 5.2631
237 | 0 | 0.31 | 0.2325 | 118420.8284 | 5.2631 | 0 | 0 | 411.9609 | 52.3125 | 6.378 |  | 117950.177 | 5.2422 | YES | 0 | 117950.177 | 5.2422
238 | 0 | 0.3 | 0.225 | 117950.177 | 5.2422 | 0 | 0 | 398.6719 | 50.625 | 6.378 |  | 117494.5022 | 5.222 | YES | 0 | 117494.5022 | 5.222
239 | 0 | 0.4 | 0.3 | 117494.5022 | 5.222 | 0 | 0 | 531.5625 | 67.5 | 6.378 |  | 116889.0617 | 5.1951 | YES | 0 | 116889.0617 | 5.1951
240 | 0.81 | 0.02 | 0.015 | 116889.0617 | 5.1951 | 1518.75 | 48514.95 | 26.5781 | 3.375 | 6.378 |  | 136125 | 6.05 | YES | 0 | 136125 | 6.05
241 | 0 | 0.24 | 0.18 | 136125 | 6.05 | 0 | 0 | 318.9375 | 40.5 | 6.378 |  | 135759.1845 | 6.0337 | YES | 0 | 135759.1845 | 6.0337
242 | 0 | 0.34 | 0.255 | 135759.1845 | 6.0337 | 0 | 0 | 451.8281 | 57.375 | 6.378 |  | 135243.6035 | 6.0108 | YES | 0 | 135243.6035 | 6.0108
243 | 0 | 0.38 | 0.285 | 135243.6035 | 6.0108 | 0 | 0 | 504.9844 | 64.125 | 6.378 |  | 134668.1161 | 5.9852 | YES | 0 | 134668.1161 | 5.9852
244 | 0.12 | 0.39 | 0.2925 | 134668.1161 | 5.9852 | 225 | 7187.4 | 518.2734 | 65.8125 | 6.378 |  | 136125 | 6.05 | YES | 0 | 136125 | 6.05
245 | 0 | 0.29 | 0.2175 | 136125 | 6.05 | 0 | 0 | 385.3828 | 48.9375 | 6.378 |  | 135684.3017 | 6.0304 | YES | 0 | 135684.3017 | 6.0304
246 | 0 | 0.22 | 0.165 | 135684.3017 | 6.0304 | 0 | 0 | 292.3594 | 37.125 | 6.378 |  | 135348.4394 | 6.0155 | YES | 0 | 135348.4394 | 6.0155
247 | 0.09 | 0.27 | 0.2025 | 135348.4394 | 6.0155 | 168.75 | 5390.55 | 358.8047 | 45.5625 | 6.378 |  | 136125 | 6.05 | YES | 0 | 136125 | 6.05
248 | 0 | 0.19 | 0.1425 | 136125 | 6.05 | 0 | 0 | 252.4922 | 32.0625 | 6.378 |  | 135834.0674 | 6.0371 | YES | 0 | 135834.0674 | 6.0371
249 | 0 | 0.25 | 0.1875 | 135834.0674 | 6.0371 | 0 | 0 | 332.2266 | 42.1875 | 6.378 |  | 135453.2753 | 6.0201 | YES | 0 | 135453.2753 | 6.0201
250 | 0 | 0.26 | 0.195 | 135453.2753 | 6.0201 | 0 | 0 | 345.5156 | 43.875 | 6.378 |  | 135057.5068 | 6.0026 | YES | 0 | 135057.5068 | 6.0026
251 | 0 | 0.4 | 0.3 | 135057.5068 | 6.0026 | 0 | 0 | 531.5625 | 67.5 | 6.378 |  | 134452.0663 | 5.9756 | YES | 0 | 134452.0663 | 5.9756
252 | 0 | 0.44 | 0.33 | 134452.0663 | 5.9756 | 0 | 0 | 584.7188 | 74.25 | 6.378 |  | 133786.7196 | 5.9461 | YES | 0 | 133786.7196 | 5.9461
253 | 0 | 0.48 | 0.36 | 133786.7196 | 5.9461 | 0 | 0 | 637.875 | 81 | 6.378 |  | 133061.4667 | 5.9138 | YES | 0 | 133061.4667 | 5.9138
254 | 0 | 0.29 | 0.2175 | 133061.4667 | 5.9138 | 0 | 0 | 385.3828 | 48.9375 | 6.378 |  | 132620.7684 | 5.8943 | YES | 0 | 132620.7684 | 5.8943
255 | 0 | 0.25 | 0.1875 | 132620.7684 | 5.8943 | 0 | 0 | 332.2266 | 42.1875 | 6.378 |  | 132239.9764 | 5.8773 | YES | 0 | 132239.9764 | 5.8773
256 | 0 | 0.36 | 0.27 | 132239.9764 | 5.8773 | 0 | 0 | 478.4062 | 60.75 | 6.378 |  | 131694.4422 | 5.8531 | YES | 0 | 131694.4422 | 5.8531
257 | 0 | 0.32 | 0.24 | 131694.4422 | 5.8531 | 0 | 0 | 425.25 | 54 | 6.378 |  | 131208.8142 | 5.8315 | YES | 0 | 131208.8142 | 5.8315
258 | 0 | 0.34 | 0.255 | 131208.8142 | 5.8315 | 0 | 0 | 451.8281 | 57.375 | 6.378 |  | 130693.2331 | 5.8086 | YES | 0 | 130693.2331 | 5.8086
259 | 0 | 0.32 | 0.24 | 130693.2331 | 5.8086 | 0 | 0 | 425.25 | 54 | 6.378 |  | 130207.6052 | 5.787 | YES | 0 | 130207.6052 | 5.787
260 | 0 | 0.35 | 0.2625 | 130207.6052 | 5.787 | 0 | 0 | 465.1172 | 59.0625 | 6.378 |  | 129677.0476 | 5.7634 | YES | 0 | 129677.0476 | 5.7634
261 | 0 | 0.37 | 0.2775 | 129677.0476 | 5.7634 | 0 | 0 | 491.6953 | 62.4375 | 6.378 |  | 129116.5368 | 5.7385 | YES | 0 | 129116.5368 | 5.7385
262 | 0 | 0.27 | 0.2025 | 129116.5368 | 5.7385 | 0 | 0 | 358.8047 | 45.5625 | 6.378 |  | 128705.7916 | 5.7203 | YES | 0 | 128705.7916 | 5.7203
263 | 0 | 0.34 | 0.255 | 128705.7916 | 5.7203 | 0 | 0 | 451.8281 | 57.375 | 6.378 |  | 128190.2106 | 5.6973 | YES | 0 | 128190.2106 | 5.6973
264 | 0 | 0.44 | 0.33 | 128190.2106 | 5.6973 | 0 | 0 | 584.7188 | 74.25 | 6.378 |  | 127524.8639 | 5.6678 | YES | 0 | 127524.8639 | 5.6678
265 | 0 | 0.44 | 0.33 | 127524.8639 | 5.6678 | 0 | 0 | 584.7188 | 74.25 | 6.378 |  | 126859.5172 | 5.6382 | YES | 0 | 126859.5172 | 5.6382
266 | 0 | 0.35 | 0.2625 | 126859.5172 | 5.6382 | 0 | 0 | 465.1172 | 59.0625 | 6.378 |  | 126328.9595 | 5.6146 | YES | 0 | 126328.9595 | 5.6146
267 | 0 | 0.3 | 0.225 | 126328.9595 | 5.6146 | 0 | 0 | 398.6719 | 50.625 | 6.378 |  | 125873.2847 | 5.5944 | YES | 0 | 125873.2847 | 5.5944
268 | 0 | 0.34 | 0.255 | 125873.2847 | 5.5944 | 0 | 0 | 451.8281 | 57.375 | 6.378 |  | 125357.7036 | 5.5715 | YES | 0 | 125357.7036 | 5.5715
269 | 0 | 0.29 | 0.2175 | 125357.7036 | 5.5715 | 0 | 0 | 385.3828 | 48.9375 | 6.378 |  | 124917.0054 | 5.5519 | YES | 0 | 124917.0054 | 5.5519
270 | 0 | 0.21 | 0.1575 | 124917.0054 | 5.5519 | 0 | 0 | 279.0703 | 35.4375 | 6.378 |  | 124596.1196 | 5.5376 | YES | 0 | 124596.1196 | 5.5376
271 | 0 | 0.1 | 0.075 | 124596.1196 | 5.5376 | 0 | 0 | 132.8906 | 16.875 | 6.378 |  | 124439.976 | 5.5307 | YES | 0 | 124439.976 | 5.5307
272 | 0 | 0.31 | 0.2325 | 124439.976 | 5.5307 | 0 | 0 | 411.9609 | 52.3125 | 6.378 |  | 123969.3246 | 5.5097 | YES | 0 | 123969.3246 | 5.5097
273 | 0 | 0.32 | 0.24 | 123969.3246 | 5.5097 | 0 | 0 | 425.25 | 54 | 6.378 |  | 123483.6967 | 5.4882 | YES | 0 | 123483.6967 | 5.4882
274 | 0 | 0.37 | 0.2775 | 123483.6967 | 5.4882 | 0 | 0 | 491.6953 | 62.4375 | 6.378 |  | 122923.1859 | 5.4633 | YES | 0 | 122923.1859 | 5.4633
275 | 0.1 | 0.21 | 0.1575 | 122923.1859 | 5.4633 | 187.5 | 5989.5 | 279.0703 | 35.4375 | 6.378 |  | 128779.3001 | 5.7235 | YES | 0 | 128779.3001 | 5.7235
276 | 0.02 | 0.23 | 0.1725 | 128779.3001 | 5.7235 | 37.5 | 0 | 305.6484 | 38.8125 | 6.378 |  | 128465.9612 | 5.7096 | YES | 0 | 128465.9612 | 5.7096
277 | 0.03 | 0.26 | 0.195 | 128465.9612 | 5.7096 | 56.25 | 0 | 345.5156 | 43.875 | 6.378 |  | 128126.4427 | 5.6945 | YES | 0 | 128126.4427 | 5.6945
278 | 0 | 0.23 | 0.1725 | 128126.4427 | 5.6945 | 0 | 0 | 305.6484 | 38.8125 | 6.378 |  | 127775.6038 | 5.6789 | YES | 0 | 127775.6038 | 5.6789
279 | 0 | 0.25 | 0.1875 | 127775.6038 | 5.6789 | 0 | 0 | 332.2266 | 42.1875 | 6.378 |  | 127394.8118 | 5.662 | YES | 0 | 127394.8118 | 5.662
280 | 0 | 0.29 | 0.2175 | 127394.8118 | 5.662 | 0 | 0 | 385.3828 | 48.9375 | 6.378 |  | 126954.1135 | 5.6424 | YES | 0 | 126954.1135 | 5.6424
281 | 0 | 0.28 | 0.21 | 126954.1135 | 5.6424 | 0 | 0 | 372.0938 | 47.25 | 6.378 |  | 126528.3918 | 5.6235 | YES | 0 | 126528.3918 | 5.6235
282 | 0 | 0.41 | 0.3075 | 126528.3918 | 5.6235 | 0 | 0 | 544.8516 | 69.1875 | 6.378 |  | 125907.9748 | 5.5959 | YES | 0 | 125907.9748 | 5.5959
283 | 0 | 0.34 | 0.255 | 125907.9748 | 5.5959 | 0 | 0 | 451.8281 | 57.375 | 6.378 |  | 125392.3937 | 5.573 | YES | 0 | 125392.3937 | 5.573
284 | 0 | 0.25 | 0.1875 | 125392.3937 | 5.573 | 0 | 0 | 332.2266 | 42.1875 | 6.378 |  | 125011.6017 | 5.5561 | YES | 0 | 125011.6017 | 5.5561
285 | 0 | 0.27 | 0.2025 | 125011.6017 | 5.5561 | 0 | 0 | 358.8047 | 45.5625 | 6.378 |  | 124600.8565 | 5.5378 | YES | 0 | 124600.8565 | 5.5378
286 | 0 | 0.27 | 0.2025 | 124600.8565 | 5.5378 | 0 | 0 | 358.8047 | 45.5625 | 6.378 |  | 124190.1114 | 5.5196 | YES | 0 | 124190.1114 | 5.5196
287 | 0.08 | 0.24 | 0.18 | 124190.1114 | 5.5196 | 150 | 4791.6 | 318.9375 | 40.5 | 6.378 |  | 128765.896 | 5.7229 | YES | 0 | 128765.896 | 5.7229
288 | 0 | 0.09 | 0.0675 | 128765.896 | 5.7229 | 0 | 0 | 119.6016 | 15.1875 | 6.378 |  | 128624.7289 | 5.7167 | YES | 0 | 128624.7289 | 5.7167
289 | 0.14 | 0.19 | 0.1425 | 128624.7289 | 5.7167 | 262.5 | 8385.3 | 252.4922 | 32.0625 | 6.378 |  | 136125 | 6.05 | YES | 0 | 136125 | 6.05
290 | 0.05 | 0.11 | 0.0825 | 136125 | 6.05 | 93.75 | 0 | 146.1797 | 18.5625 | 6.378 |  | 136047.6299 | 6.0466 | YES | 0 | 136047.6299 | 6.0466
291 | 0 | 0.15 | 0.1125 | 136047.6299 | 6.0466 | 0 | 0 | 199.3359 | 25.3125 | 6.378 |  | 135816.6035 | 6.0363 | YES | 0 | 135816.6035 | 6.0363
292 | 0 | 0.17 | 0.1275 | 135816.6035 | 6.0363 | 0 | 0 | 225.9141 | 28.6875 | 6.378 |  | 135555.624 | 6.0247 | YES | 0 | 135555.624 | 6.0247
293 | 0 | 0.15 | 0.1125 | 135555.624 | 6.0247 | 0 | 0 | 199.3359 | 25.3125 | 6.378 |  | 135324.5976 | 6.0144 | YES | 0 | 135324.5976 | 6.0144
294 | 0.42 | 0.14 | 0.105 | 135324.5976 | 6.0144 | 787.5 | 25155.9 | 186.0469 | 23.625 | 6.378 |  | 136125 | 6.05 | YES | 0 | 136125 | 6.05
295 | 0 | 0.26 | 0.195 | 136125 | 6.05 | 0 | 0 | 345.5156 | 43.875 | 6.378 |  | 135729.2314 | 6.0324 | YES | 0 | 135729.2314 | 6.0324
296 | 0 | 0.27 | 0.2025 | 135729.2314 | 6.0324 | 0 | 0 | 358.8047 | 45.5625 | 6.378 |  | 135318.4863 | 6.0142 | YES | 0 | 135318.4863 | 6.0142
297 | 0 | 0.19 | 0.1425 | 135318.4863 | 6.0142 | 0 | 0 | 252.4922 | 32.0625 | 6.378 |  | 135027.5536 | 6.0012 | YES | 0 | 135027.5536 | 6.0012
298 | 0 | 0.2 | 0.15 | 135027.5536 | 6.0012 | 0 | 0 | 265.7813 | 33.75 | 6.378 |  | 134721.6444 | 5.9876 | YES | 0 | 134721.6444 | 5.9876
299 | 0 | 0.13 | 0.0975 | 134721.6444 | 5.9876 | 0 | 0 | 172.7578 | 21.9375 | 6.378 |  | 134520.5712 | 5.9787 | YES | 0 | 134520.5712 | 5.9787
300 | 0 | 0.34 | 0.255 | 134520.5712 | 5.9787 | 0 | 0 | 451.8281 | 57.375 | 6.378 |  | 134004.9901 | 5.9558 | YES | 0 | 134004.9901 | 5.9558
301 | 0 | 0.24 | 0.18 | 134004.9901 | 5.9558 | 0 | 0 | 318.9375 | 40.5 | 6.378 |  | 133639.1746 | 5.9395 | YES | 0 | 133639.1746 | 5.9395
302 | 0 | 0.24 | 0.18 | 133639.1746 | 5.9395 | 0 | 0 | 318.9375 | 40.5 | 6.378 |  | 133273.3592 | 5.9233 | YES | 0 | 133273.3592 | 5.9233
303 | 0 | 0.23 | 0.1725 | 133273.3592 | 5.9233 | 0 | 0 | 305.6484 | 38.8125 | 6.378 |  | 132922.5203 | 5.9077 | YES | 0 | 132922.5203 | 5.9077
304 | 0 | 0.17 | 0.1275 | 132922.5203 | 5.9077 | 0 | 0 | 225.9141 | 28.6875 | 6.378 |  | 132661.5408 | 5.8961 | YES | 0 | 132661.5408 | 5.8961
305 | 0 | 0.13 | 0.0975 | 132661.5408 | 5.8961 | 0 | 0 | 172.7578 | 21.9375 | 6.378 |  | 132460.4675 | 5.8871 | YES | 0 | 132460.4675 | 5.8871
306 | 0 | 0.16 | 0.12 | 132460.4675 | 5.8871 | 0 | 0 | 212.625 | 27 | 6.378 |  | 132214.4646 | 5.8762 | YES | 0 | 132214.4646 | 5.8762
307 | 0.67 | 0.21 | 0.1575 | 132214.4646 | 5.8762 | 1256.25 | 40129.65 | 279.0703 | 35.4375 | 6.378 |  | 136125 | 6.05 | YES | 0 | 136125 | 6.05
308 | 0.94 | 0.23 | 0.1725 | 136125 | 6.05 | 1762.5 | 56301.3 | 305.6484 | 38.8125 | 6.378 |  | 136125 | 6.05 | YES | 0 | 136125 | 6.05
309 | 0.49 | 0.145 | 0.10875 | 136125 | 6.05 | 918.75 | 29348.55 | 192.6914 | 24.4687 | 6.378 |  | 136125 | 6.05 | YES | 0 | 136125 | 6.05
310 | 0.02 | 0.06 | 0.045 | 136125 | 6.05 | 37.5 | 0 | 79.7344 | 10.125 | 6.378 |  | 136066.2627 | 6.0474 | YES | 0 | 136066.2627 | 6.0474
311 | 0 | 0.05 | 0.0375 | 136066.2627 | 6.0474 | 0 | 0 | 66.4453 | 8.4375 | 6.378 |  | 135985.0019 | 6.0438 | YES | 0 | 135985.0019 | 6.0438
312 | 0 | 0.05 | 0.0375 | 135985.0019 | 6.0438 | 0 | 0 | 66.4453 | 8.4375 | 6.378 |  | 135903.7411 | 6.0402 | YES | 0 | 135903.7411 | 6.0402
313 | 0 | 0.27 | 0.2025 | 135903.7411 | 6.0402 | 0 | 0 | 358.8047 | 45.5625 | 6.378 |  | 135492.996 | 6.0219 | YES | 0 | 135492.996 | 6.0219
314 | 0 | 0.26 | 0.195 | 135492.996 | 6.0219 | 0 | 0 | 345.5156 | 43.875 | 6.378 |  | 135097.2274 | 6.0043 | YES | 0 | 135097.2274 | 6.0043
315 | 0 | 0.07 | 0.0525 | 135097.2274 | 6.0043 | 0 | 0 | 93.0234 | 11.8125 | 6.378 |  | 134986.0135 | 5.9994 | YES | 0 | 134986.0135 | 5.9994
316 | 0 | 0.13 | 0.0975 | 134986.0135 | 5.9994 | 0 | 0 | 172.7578 | 21.9375 | 6.378 |  | 134784.9403 | 5.9904 | YES | 0 | 134784.9403 | 5.9904
317 | 0 | 0.23 | 0.1725 | 134784.9403 | 5.9904 | 0 | 0 | 305.6484 | 38.8125 | 6.378 |  | 134434.1014 | 5.9748 | YES | 0 | 134434.1014 | 5.9748
318 | 0 | 0.14 | 0.105 | 134434.1014 | 5.9748 | 0 | 0 | 186.0469 | 23.625 | 6.378 |  | 134218.0516 | 5.9652 | YES | 0 | 134218.0516 | 5.9652
319 | 0.01 | 0.15 | 0.1125 | 134218.0516 | 5.9652 | 18.75 | 0 | 199.3359 | 25.3125 | 6.378 |  | 134005.7752 | 5.9558 | YES | 0 | 134005.7752 | 5.9558
320 | 0 | 0.22 | 0.165 | 134005.7752 | 5.9558 | 0 | 0 | 292.3594 | 37.125 | 6.378 |  | 133669.9128 | 5.9409 | YES | 0 | 133669.9128 | 5.9409
321 | 0 | 0.35 | 0.2625 | 133669.9128 | 5.9409 | 0 | 0 | 465.1172 | 59.0625 | 6.378 |  | 133139.3552 | 5.9173 | YES | 0 | 133139.3552 | 5.9173
322 | 0 | 0.28 | 0.21 | 133139.3552 | 5.9173 | 0 | 0 | 372.0938 | 47.25 | 6.378 |  | 132713.6335 | 5.8984 | YES | 0 | 132713.6335 | 5.8984
323 | 0 | 0 | 0 | 132713.6335 | 5.8984 | 0 | 0 | 0 | 0 | 6.378 |  | 132707.2555 | 5.8981 | YES | 0 | 132707.2555 | 5.8981
324 | 0 | 0.14 | 0.105 | 132707.2555 | 5.8981 | 0 | 0 | 186.0469 | 23.625 | 6.378 |  | 132491.2057 | 5.8885 | YES | 0 | 132491.2057 | 5.8885
325 | 0 | 0.08 | 0.06 | 132491.2057 | 5.8885 | 0 | 0 | 106.3125 | 13.5 | 6.378 |  | 132365.0153 | 5.8829 | YES | 0 | 132365.0153 | 5.8829
326 | 0 | 0.33 | 0.2475 | 132365.0153 | 5.8829 | 0 | 0 | 438.5391 | 55.6875 | 6.378 |  | 131864.4107 | 5.8606 | YES | 0 | 131864.4107 | 5.8606
327 | 0 | 0.24 | 0.18 | 131864.4107 | 5.8606 | 0 | 0 | 318.9375 | 40.5 | 6.378 |  | 131498.5953 | 5.8444 | YES | 0 | 131498.5953 | 5.8444
328 | 0 | 0.07 | 0.0525 | 131498.5953 | 5.8444 | 0 | 0 | 93.0234 | 11.8125 | 6.378 |  | 131387.3814 | 5.8394 | YES | 0 | 131387.3814 | 5.8394
329 | 0 | 0.15 | 0.1125 | 131387.3814 | 5.8394 | 0 | 0 | 199.3359 | 25.3125 | 6.378 |  | 131156.355 | 5.8292 | YES | 0 | 131156.355 | 5.8292
330 | 0 | 0.16 | 0.12 | 131156.355 | 5.8292 | 0 | 0 | 212.625 | 27 | 6.378 |  | 130910.3521 | 5.8182 | YES | 0 | 130910.3521 | 5.8182
331 | 0 | 0.21 | 0.1575 | 130910.3521 | 5.8182 | 0 | 0 | 279.0703 | 35.4375 | 6.378 |  | 130589.4663 | 5.804 | YES | 0 | 130589.4663 | 5.804
332 | 0 | 0.11 | 0.0825 | 130589.4663 | 5.804 | 0 | 0 | 146.1797 | 18.5625 | 6.378 |  | 130418.3461 | 5.7964 | YES | 0 | 130418.3461 | 5.7964
333 | 0 | 0.05 | 0.0375 | 130418.3461 | 5.7964 | 0 | 0 | 66.4453 | 8.4375 | 6.378 |  | 130337.0854 | 5.7928 | YES | 0 | 130337.0854 | 5.7928
334 | 0 | 0.26 | 0.195 | 130337.0854 | 5.7928 | 0 | 0 | 345.5156 | 43.875 | 6.378 |  | 129941.3168 | 5.7752 | YES | 0 | 129941.3168 | 5.7752
335 | 0 | 0.2 | 0.15 | 129941.3168 | 5.7752 | 0 | 0 | 265.7813 | 33.75 | 6.378 |  | 129635.4076 | 5.7616 | YES | 0 | 129635.4076 | 5.7616
336 | 0 | 0.18 | 0.135 | 129635.4076 | 5.7616 | 0 | 0 | 239.2031 | 30.375 | 6.378 |  | 129359.4515 | 5.7493 | YES | 0 | 129359.4515 | 5.7493
337 | 0 | 0.21 | 0.1575 | 129359.4515 | 5.7493 | 0 | 0 | 279.0703 | 35.4375 | 6.378 |  | 129038.5658 | 5.735 | YES | 0 | 129038.5658 | 5.735
338 | 0 | 0.18 | 0.135 | 129038.5658 | 5.735 | 0 | 0 | 239.2031 | 30.375 | 6.378 |  | 128762.6097 | 5.7228 | YES | 0 | 128762.6097 | 5.7228
339 | 0 | 0.1 | 0.075 | 128762.6097 | 5.7228 | 0 | 0 | 132.8906 | 16.875 | 6.378 |  | 128606.4661 | 5.7158 | YES | 0 | 128606.4661 | 5.7158
340 | 0 | 0.07 | 0.0525 | 128606.4661 | 5.7158 | 0 | 0 | 93.0234 | 11.8125 | 6.378 |  | 128495.2522 | 5.7109 | YES | 0 | 128495.2522 | 5.7109
341 | 0 | 0.15 | 0.1125 | 128495.2522 | 5.7109 | 0 | 0 | 199.3359 | 25.3125 | 6.378 |  | 128264.2258 | 5.7006 | YES | 0 | 128264.2258 | 5.7006
342 | 0 | 0.12 | 0.09 | 128264.2258 | 5.7006 | 0 | 0 | 159.4688 | 20.25 | 6.378 |  | 128078.1291 | 5.6924 | YES | 0 | 128078.1291 | 5.6924
343 | 0 | 0.11 | 0.0825 | 128078.1291 | 5.6924 | 0 | 0 | 146.1797 | 18.5625 | 6.378 |  | 127907.009 | 5.6848 | YES | 0 | 127907.009 | 5.6848
344 | 0 | 0.21 | 0.1575 | 127907.009 | 5.6848 | 0 | 0 | 279.0703 | 35.4375 | 6.378 |  | 127586.1232 | 5.6705 | YES | 0 | 127586.1232 | 5.6705
345 | 0 | 0.15 | 0.1125 | 127586.1232 | 5.6705 | 0 | 0 | 199.3359 | 25.3125 | 6.378 |  | 127355.0968 | 5.6602 | YES | 0 | 127355.0968 | 5.6602
346 | 0 | 0.13 | 0.0975 | 127355.0968 | 5.6602 | 0 | 0 | 172.7578 | 21.9375 | 6.378 |  | 127154.0236 | 5.6513 | YES | 0 | 127154.0236 | 5.6513
347 | 0 | 0.12 | 0.09 | 127154.0236 | 5.6513 | 0 | 0 | 159.4688 | 20.25 | 6.378 |  | 126967.9269 | 5.643 | YES | 0 | 126967.9269 | 5.643
348 | 0 | 0.16 | 0.12 | 126967.9269 | 5.643 | 0 | 0 | 212.625 | 27 | 6.378 |  | 126721.9239 | 5.6321 | YES | 0 | 126721.9239 | 5.6321
349 | 0 | 0.125 | 0.09375 | 126721.9239 | 5.6321 | 0 | 0 | 166.1133 | 21.0938 | 6.378 |  | 126528.3389 | 5.6235 | YES | 0 | 126528.3389 | 5.6235
350 | 0 | 0.09 | 0.0675 | 126528.3389 | 5.6235 | 0 | 0 | 119.6016 | 15.1875 | 6.378 |  | 126387.1719 | 5.6172 | YES | 0 | 126387.1719 | 5.6172
351 | 0 | 0.09 | 0.0675 | 126387.1719 | 5.6172 | 0 | 0 | 119.6016 | 15.1875 | 6.378 |  | 126246.0049 | 5.6109 | YES | 0 | 126246.0049 | 5.6109
352 | 0.26 | 0.12 | 0.09 | 126246.0049 | 5.6109 | 487.5 | 15572.7 | 159.4688 | 20.25 | 6.378 |  | 136125 | 6.05 | YES | 0 | 136125 | 6.05
353 | 1.18 | 0.03 | 0.0225 | 136125 | 6.05 | 2212.5 | 70676.1 | 39.8672 | 5.0625 | 6.378 |  | 136125 | 6.05 | YES | 0 | 136125 | 6.05
354 | 0.47 | 0.12 | 0.09 | 136125 | 6.05 | 881.25 | 28150.65 | 159.4688 | 20.25 | 6.378 |  | 136125 | 6.05 | YES | 0 | 136125 | 6.05
355 | 0 | 0.03 | 0.0225 | 136125 | 6.05 | 0 | 0 | 39.8672 | 5.0625 | 6.378 |  | 136073.6924 | 6.0477 | YES | 0 | 136073.6924 | 6.0477
356 | 0 | 0.04 | 0.03 | 136073.6924 | 6.0477 | 0 | 0 | 53.1562 | 6.75 | 6.378 |  | 136007.4082 | 6.0448 | YES | 0 | 136007.4082 | 6.0448
357 | 0.08 | 0.09 | 0.0675 | 136007.4082 | 6.0448 | 150 | 4791.6 | 119.6016 | 15.1875 | 6.378 |  | 136125 | 6.05 | YES | 0 | 136125 | 6.05
358 | 0 | 0.06 | 0.045 | 136125 | 6.05 | 0 | 0 | 79.7344 | 10.125 | 6.378 |  | 136028.7627 | 6.0457 | YES | 0 | 136028.7627 | 6.0457
359 | 0 | 0.1 | 0.075 | 136028.7627 | 6.0457 | 0 | 0 | 132.8906 | 16.875 | 6.378 |  | 135872.6191 | 6.0388 | YES | 0 | 135872.6191 | 6.0388
360 | 0 | 0.1 | 0.075 | 135872.6191 | 6.0388 | 0 | 0 | 132.8906 | 16.875 | 6.378 |  | 135716.4755 | 6.0318 | YES | 0 | 135716.4755 | 6.0318
361 | 0 | 0.02 | 0.015 | 135716.4755 | 6.0318 | 0 | 0 | 26.5781 | 3.375 | 6.378 |  | 135680.1444 | 6.0302 | YES | 0 | 135680.1444 | 6.0302
362 | 0 | 0.15 | 0.1125 | 135680.1444 | 6.0302 | 0 | 0 | 199.3359 | 25.3125 | 6.378 |  | 135449.118 | 6.02 | YES | 0 | 135449.118 | 6.02
363 | 0 | 0.1 | 0.075 | 135449.118 | 6.02 | 0 | 0 | 132.8906 | 16.875 | 6.378 |  | 135292.9745 | 6.013 | YES | 0 | 135292.9745 | 6.013
364 | 0 | 0.15 | 0.1125 | 135292.9745 | 6.013 | 0 | 0 | 199.3359 | 25.3125 | 6.378 |  | 135061.9481 | 6.0028 | YES | 0 | 135061.9481 | 6.0028
365 | 0 | 0.09 | 0.0675 | 135061.9481 | 6.0028 | 0 | 0 | 119.6016 | 15.1875 | 6.378 |  | 134920.7811 | 5.9965 | YES | 0 | 134920.7811 | 5.9965
366 | 0 | 0.17 | 0.1275 | 134920.7811 | 5.9965 | 0 | 0 | 225.9141 | 28.6875 | 6.378 |  | 134659.8016 | 5.9849 | YES | 0 | 134659.8016 | 5.9849
Note on H27: If P <= 0.05", no runoff assumed (i.e., depression storage = 0.05")